## IssuesList
# |  | Date | Level Location | System | Issues to resolve | Description
1 |  |  | AuxCR | Eng | add engineering connections to main spreadsheet
2 |  |  | AuxCR | Aux CR | check connections in 0501, 0502 and 0504
3 | P |  | CRA | Label | no labels on 3750's in CRA-R1 | 5/13 labeled all active 3750 connections
4 |  |  | CRA | Label | labels on all Nexus connections in CRA-R2
5 |  |  | CRA | Util-Sw01 | check Utility Bldg. sw 0202 connections. Is 0202 necessary
6 |  |  | CRA | LBC | verify LBC Blue Network connections | Connected but need labesl in CRA at 0205 and Nexus
7 |  |  | CRA | LBC | verify LBC Red Network connections | Connected but need labesl in CRA at 0205 and Nexus
8 |  |  | CRA | FC-29-24 | check path, labeling and connections
9 |  |  | CRA | FC-30-24 | check path, labeling and connections
10 |  |  | CRA | FC-31-24 | check path, labeling and connections
11 |  |  | CRA | FC-32-12 | check path, labeling and connections
12 |  |  | CRA | FC-33-24 | check path, labeling and connections
13 |  |  | CRA | FC-42-24 | is it labeled, 0212 - 0203 - clean room
14 |  |  | CRA | 0201 | fiber list shows too many connections to the front of 0201 | FC-29,30,31,33 -24 and 32 -12 = not possible
15 |  |  | CRA | 0202 | CR to AZE , check path
16 | P |  | CRA | 0204 | does this LIU exist | No longer used
17 |  |  | CRA | Dial tone | Check dial tone to L4 connection in CRA
18 |  |  | CRA | Dial tone | L4 what does 0203-10-3,4 connect to
19 |  |  | CRA |  | check 0201-10-3,4 connection
20 |  |  | CRA | 0205 | check LBC-SX and DX net connections
21 |  |  | CRA | FC-42-24 | Are there 2 ST blades in 0203 and 2 LC blades in 0212? There are missing connections
22 |  |  | CRA-CRB | FC-36-24 | does this FC exist
23 |  |  | CRB | Luci1 | replace ST blades in 0211 with LC blades
24 | P |  | L1 | 01-Janitor-Sw01A | check janitor switch path | verified path
25 | P |  | L1 | 0103 | size of Janitor closet 0103 | 2 X 3 fibers
26 |  |  | L10 | GPS | Is this a single-mode fiber?
27 |  |  | L2 | M2-UMAC | ck 0207-12-5
28 |  |  | L2 | M2-UMAC | ck 0201-9-1,2
29 | P |  | L2 | Pepsi | switch conn from ctrlrm and porch (?3 pair each), path | Pepsi CtrlRm and Porch switches connected to Nexus
30 |  |  | L2 | Pepsi | note which fiber in CRB is high loss
31 |  |  | L4 | 0402L | Check all connections. Are there any?
32 |  |  | L4 | 0402U | check unknown red connections to 0501 AuxCR
33 |  |  | L4 | 0401L | check all red connections 0201
34 |  |  | L4 | 0401U | check all red connections to 0601
35 |  |  | L5 | 05-AuxCtrl-Sw01 | Check that AuxCtrl-Sw1 has 2 fiber connections
36 |  |  | L5 | LIU-0501 | verify all connections to 0402U
37 |  |  | L5 | 0504 | where is this LIU located
38 |  |  | L5 | 0503 | Is 0503-6 GPS really sm fiber?
39 |  |  | L6 | M2-UMAC | ck 0601-9-1. there should be no connection | No, this is an old connection
40 |  |  | L6 | LN-PF | clear PF -FLAO connections to clean room
41 |  |  | L6 | 3D-Wind-DX | what is the cable #
42 | P |  | LLTH | LBTI | Check switch connections from LLTH 0602-??? | No longer used
43 | P |  | ULTH | LBTI | make permanent DX fastlink connections
44 |  |  | ULTH | DIMM | check if it lands directly into 0601-9-5,6
45 |  |  | ULTH | MAT | check if it lands directly into 0601-12-1,2
46 | P |  | ULTH | Argos | LSP FC needs to be rerouted and landed | this caused a polarity swap in fiber pairs
47 | P |  | ULTH | AO-DX | Install permanent fiber cable to ULTH | Done
48 |  |  | ULTH | 0601 | check unknown red connections
49 | P |  | ULTH | ULTH | How many blades are empty in 0600? | LC blades in 1-6. blades 7-12 are empty
50 |  |  | ULTH | LDG | land spare 12 fibers in LDG FC-34-24 in 0604-12 for Pepsi need to couple ST to LC
51 | P |  | UtilBldg | Util-Bldg | is the LIU a 2x6 | Yes
52 |  |  | UB | 0102 | what does the climatec connect to at both ends
53
54
55

## LIU-List
LBT Level | LIU #'s | Locations |  | LIU #'s | Locations | Fiber Cable # | # fiber strands | Panels - Connectors | Conn. Type
1 | 0101 | L1 Telephone Board | <--> | VATT LIU | VATT | 17 | 2 x 6 | Bot 2 x 6 | ST
1 | 0101 | L1 Telephone Board | <--> | 0203 | L2 CRA-Wall | 18 | 2 x 6 | Top 2 x 6 | ST
1 | 0102 | L1 Telephone Board | <--> | UtilBldg LIU | UB Utility Building | 19 | 12 | 2 x 6 | ST
1 | 0103 | L1 Janitor Closet | <--> | 0203 | L2 CRA-Wall | 11 | 6 |  | ST
1 | 0104 | L1 Telephone Board | <--> | 0105 | L1 Rm 116 Instrument Lab | 10 | 6 |  | ST
1 | 0105 | L1 Rm 116 Instr Lab | <--> | 0104 | L1 Telephone Board | 10 | 6 |  | ST
1 | 0106 | L1 Rm 117 Clean Room | <--> | 0203 | L2 CRA-Wall | 15 | 48 | 8 x 6 | ST
1 | 0106 | L1 Rm 117 Clean Room | <--> | 0107 | L1 Rm 116 Instrument Lab | 16 | 12 | 2 x 6 | ST
1 | 0107 | L1 Rm 116 Instr Lab | <--> | 0106 | L1 Rm 117 Clean Room | 16 | 12 | 2 x 6 | ST
2 | 0201 | L2 CRA-Wall | <--> | 0401L | L4 Rittal Cabinet | 1 | 72 | 12 x 6 | ST
2 | 0202 | L2 CRA-Wall | <--> | ??? | AZ Encoders | 5 | 6 | 12 x 6 | ST
2 | 0203 | L2 CRA-Wall | <--> | 0106 | L1 Rm 117 Clean Room | 15 | 48 | 8 x 6 (1-8) | ST
2 | 0203 | L2 CRA-Wall | <--> | 0103 | L1 Janitor Closet | 11 | 6 | 1 (9) | ST
2 | 0203 | L2 CRA-Wall | <--> | 0101 | L1 Telephone Board | 18 | 2x6 | 10,11 | ST
2 | 0205 | L2 CRA-Rack1 | <--> | 0212 | L2 CRB-R13 | 38 | 24 | 2 x 12 | LC
2 | 0205 | L2 CRA-Rack1 | <--> | 0212 | L2 CRB-R13 | 39 | 24 | 2 x 12 | LC
2 | 0205 | L2 CRA-Rack1 | <--> | 0212 | L2 CRB-R13 | 41 | 24 | 2 x 12 | LC
2 | 0206 | L2 CRA-Rack1 | <-->
2 | 0207 | L2 CRA-Rack1 | <-->
2 | 0208 sm | L2 CRA-Rack1 | <--> | 0600 | ULTH | 100 sm | 72 | Blades 1-6 | LC
2 | 0210 | L2 CRB-Rack13 | <--> | 0403 | L4 Rittal Cabinet | 12 | 144 | 12 x 6 x 2 | LC
2 | 0211 | L2 CRB-Rack13 | <--> | 0204 | L2 CRA-R1 | 36 | 24 | 12x12 | ST
2 | 0212 | L2 CRB-Rack13 | <--> | 0205 | L2 CRA-R1 | 38, 39, 41 | 24, 24, 24 | 12 x 12 | LC
2 | 0213 | L2 CRB-Rack13 | <--> | [6 empty] | currently empty
2 | 0214 | L2 CRB-R11-Pepsi | <--> | 0220 | L2 Pier Wall LIU | 14 | 36 | 3 x 6 | LC
2 | 0220 | L2 Pier - Pepsi | <--> | 0202 | L2 CRB-Rack11 | 14 | 36 | 2 x 2 x 6 | LC
3 | 0301 | ER-PLC | <--> | 0402L |  | 6A | 8 |  | ST
3 | 0302 | ER-PLC | <--> | 0402L |  | 6 | 8 |  | ST
4 | 0401-L | L4 Network Cabinet | <--> | 0201 | L2 CRA-Wall | 1 | 72 | 12 x 6 | ST
4 | 0401-U | L4 Network Cabinet | <--> | 0601 | L6 ULTH | 2 | 72 | 12 x 6 | ST
4 | 0402-U | L4 Network Cabinet | <--> | 0501 | L5 Aux Control Room | 4 | 72 | 12 x 6 | ST
4 | 0402-L | L4 Network Cabinet | <--> | 0301 | ER-PLC | 6 | 8 |  | ST
4 | 0402-L | L4 Network Cabinet | <--> | 0302 | ER-PLC | 6A | 8 |  | ST
4 | 0402-L | L4 Network Cabinet | <--> | 4501 | PVT Box | 9 | 6 |  | ST
4 | 0403 | L4 Network Cabinet | <--> | 0210 | L2 CRB-R13 | 12 | 144 | 12x6x2 | LC
4 | 0404 | L4 Network Cabinet | <--> | 0603 | L6 ULTH | 13 | 144 | 12x6x2 | LV
4.5 | 4501 | PVT Box | <--> | 0402-L | L4 Rittal Cabinet | 9 | 6 |  | ST
5 | 0501 | L5 Aux Control Room | <--> | 0402-U | L4 Rittal Cabinet | 4 | 72 | 12 x 6 | ST
5 | 0502 | L5 Aux Control Room | <--> | 0504 | Az Remote I/O box | 3 | 72 | 12 x 6 | ST
5 | 0503 | L5 Aux Control Room | <--> | 1001 | L10 GPS&Wx | 7 | 12 |  | ST
5 | 0503 | L5 Aux Control Room | <--> | 1001 | L10 GPS&Wx | 8 | 2 Single Mode |  | ST
5 | 0504 | Az Remote I/O box | <--> | 0502 | L5 Aux Control Room | 3 | 72 | 12 x 6 | ST
5.5 | 5501 | L5.5 LRTH | <--> | 0602 | L6 ULTH | 25 | 18 | 3 x 6 x 1 | ST
5.5 | 5502 | L5.5LLTH | <--> | 0602 | L6 ULTH | 24 | 18 | 3 x 6 x 1 | ST
6 | 0600 sm | L6 ULTH | <--> | 0208 | L2 CRA-R1 | 100 | 72 | 12x6x2 | LC
6 | 0601 | L6 ULTH | <--> | 0401U | L4 Rittal Cabinet | 2 | 72 | 12 x 6 | ST
6 | 0602 | L6 ULTH | <--> | 5502 | L5.5 LLTH | 24 | 18 | 12 x 6 | ST
6 | 0602 | L6 ULTH | <--> | 5501 | L5.5 LRTH | 25 | 18 | 12 x 6 x 2 | ST
6 | 0603 | L6 ULTH | <--> | 0404 | L4 Network Cabinet | 13 | 144 | 12x6x2 | LC
6 | 0604 | L6 ULTH |  |  | Instruments Connections |  |  | 12x6x2 | LC, ST, SC
6 | 0605 | L6 ULTH |  |  | Instruments Connections |  |  | 12x6x2 | LC, ST, SC
6 | 0606 | L6 ULTH |  |  | Instruments Connections |  |  | 12x6x2 | LC, ST, SC
10 | 1001 | L10 | <--> | 0503 | Aux Control Room | 7 | 12 |  | ST
10 | 1001 | L10 | <--> | 0503 | Aux Control Room | 8 | 2 |  | ST
UB | 1 | Utility Bldg LIU | <--> | 0102 | Telephone Board | 19 | 12 | 2x6 | ST
VATT | 1-Wall | VATT-Wall | <--> | 0101 | Telephone Board
VATT | 1-Rack | VATT-Rack | <--> | 0208 | CRA-R1 | 105 | 24 | 3x2x6 | LC

## FiberCables
|  |  | Black = Current |  |  | ST | Straight Tip / Bayonet
|  |  | Aqua = Planned |  |  | SC | Subscriber / Square/ Standard Connector
|  |  | Green = path to Clean Room |  |  | LC | Lucent Connector / Little / Local
|  |  | Gray = Old |  |  | FC | Fiber Cable
|  |  | Red = caution |  |  | L | Level (floor)
Plum = temporary
Blue = Single Mode
Fiber Type | Fiber Cable (FC #) | # Strands | Length (m) | Connection Points |  | Terminated | Comments | Issues
Connectors
mm 62.5 µ | 1 | 72 |  | LIU-0201 | LIU-0401L | 72 ST-ST | L2 CRA - L4 HBS/RIO Cabinet
| 2 | 72 |  | LIU-0401U | LIU-0601 | 72 ST-ST | L4 HBS/RIO - L6 ULTH
| 3 | 72 |  | LIU-0502 | LIU-0504 | 72 ST-ST | L5 Aux CR - AZ Remote I/O Box
| 4 | 72 |  | LIU-0402U | LIU-0501 | 72 ST-ST | L4 HBS/RIO - L5 Aux CR
| 5 | 6 |  | LIU-0202 - LIUx | LIU-0202 - LIUx | 6 ST | L2 CRA - Used for temporary connections
| 6 | 8 |  | LIU-0301 | LIU-0402L | 8 ST ST | L3U ERPLC - L4 HBS/RIO Cab
| 6A | 8 |  | LIU-0302 | LIU-0402L | 8 ST-ST | L3U ERPLC - L4 HBS/RIO Cab
| 7 | 12 |  | LIU-0503 | LIU-1001 | 12 ST-ST | L5 Aux CR - L10 Wall near porch door
| 8 | 2 |  | LIU-0503 | LIU-1001 | 2 ST-ST | L5 Aux CR - L10 GPS, Single Mode | Verify single-mode
| 9 | 6 |  | LIU-0402L | LIU-4501 | 6 ST-ST | L4 HBS/RIO Cab - PVT | Where is PVT
| 10 | 6 |  | LIU-0104 | LIU-0105 | 6 ST-ST | L1 Telephone Board - L1 Instr Lab 116
| 11 | 6 |  | LIU-0103 | LIU-0203-B9 | 6 ST-ST | L1 Janitor Closet - L2 CRA
| 12 | 144 |  | LIU-0210 | LIU-0403 | 144 LC-LC | L2 CRB-L4 NetCab, ½ Terminated (2011), ½ Terminated (2013)
| 13 | 144 |  | LIU-0404 | LIU-0603 | 144 LC-LC | L4 NetCab - L6 ULTH, ½ Terminated (2011). ½ Terminated (2013)
| 14 | 36 |  | LIU-Pepsi CRB | LIU-0220 | 24 of 36 | L2 CRB-R11 - L2 Pier, Pepsi , 24 of 36 terminated
| 15 | 48 |  | LIU-0106 | LIU-0203 B1-8 | 48 ST-ST | L1 Integration Lab 117 (clean room) - L2 CRA, B1-8 ST
| 16 | 12 | ~25 | LIU-0106 | LIU-0107 | 12 ST-ST | L1 Instrument Lab 116 - L1 Integration Lab 117
| 17 | 6 x 2 |  | LIU-0101 | VATT LIU | 12 ST-ST | L1 Telephone Board - VATT
| 18 | 6 x 2 |  | LIU-0101 | LIU-0203 | 12 ST-ST | L1 Telephone Board - L2 CRA
| 19 | 12 | ~400 | LIU-0102 | Utility Bldg | 12 ST-ST | L1 Telephone Board - Utility Bldg. (distance from 0203 to Util. bldg.)
| 20 | 24 | 25 | AO-SX_SAC | LIU-0605 | LC-LC | AO Spider Arm Cabinet SX - L6 ULTH
| 21 | 18 |  | LFBG | LIU-0606 | ST-ST | LFBG Rotator AGw1 - L6 ULTH
| 22 | 8 | 30 | AO-DX_SAC | LIU-0603 | LC - ST | AO_DX Spider Arm Cabinet - L6 ULTH | Disconnected 2013
| 23-Temp | 18 |  |  | ULTH | ST-ST | Temp Cable, AGW LFBG Interface Panel, reused for LBTI temp
| 23 | 24 |  | RFBG | LIU-0606 | ST-ST | RFBG Continuous Flex Cable, AGW 2 - L6 ULTH
| 24 | 18 | 22 | LIU-0602 | LIU-05502 | ST-ST | L6 ULTH - L5 1/2 LLTH
| 25 | 18 | 25 | LIU-0602 | LIU-05501 | ST-ST | L6 ULTH - L5 1/5 LRTH
| 26 | 2 | 30 | LIU-0606 | DX_SAC | ST - ST | AO Spider Arm Cabinet Trigger to LN Interferometer through LRTH | Disconnected 2013
| 27 | 2 |  | LRTH | RRBG | ST - ST | AO Spider Arm Cabinet Trigger to LN Interferometer through LRTH
| 28 | 18 |  | ULTH - URTH | ULTH - URTH | ST-ST | ULTH - URTH interconnect | Not Implemented
| 29 | 24 |  | LIU-0201 | CRA R2 Nexus-1 | ST - LC | L2 CRA (wall) - L2 CRA R2 network connections to other switches
| 30 | 24 |  | LIU-0201 | CRA R1 3750 | SL - LC | L2 CRA (wall) - L2 CRA R1 connections to 3750 switches, not nexus
| 31 | 24 |  | LIU-0201 | CRA R2 Nexus-2 | ST - LC | L2 CRA (wall) - L2 CRA R2 network connections to other switches
| 32 | 12 |  | LIU-0201 | CRA R2 Nexus-3 | ST - LC | L2 CRA (wall) - L2 CRA R2 network connections to other switches
| 33 | 24 |  | LIU-0201 | Rack-5 Sw | SL - LC | LIU-0201 connections to rack switches, not nexus
| 34 | 24 | 45 | MODS1 - LDG | LIU-0604 | ST - ST | FC-24 Mods-SX LDG - ULTH | need to land 13-24 in ULTH
| 35 | 24 | 45 | MODS2 - RDG | ULTH | ST-LC | FC-24 Mods-DX RDG - ULTH
| 36 | 24 |  | CRA, LIU-0204 | CRB, LIU-0211 | ST -ST | FC-24 connection between computer rooms | Does this exist????????
| 37 | 4 | 23 | 3D-Wind SX | LIU-0605 | SC - LC | to 3750 in CRA 0207, 1 pair used, 1 pr. Spare
| 38 | 24 | 15 | LIU-0205 | LIU-0212 | LC-LC | B3-4, Interconnect CRA-R1 TO CRB-R13
| 39 | 24 | 15 | LIU-0205 | LIU-0212 | LC-LC | B5-6, Interconnect CRA-R1 TO CRB-R13
| 40 | 18 | 25 | AGw#1 LRBG | ULTH | ST-LC | AGw #1 LRBG to ULTH, Temporary run. | Revoved 9/10/2013
| 41 | 24 | 15 | LIU-0205 | LIU-0212 | LC-LC | B7-8, Interconnect CRA-R1 TO CRB-R13
| 42 | 24 |  | LIU-0203 | LIU-0212 | ST-LC | CRB(back of 0212-11,12) to CRA (front of 0203-1-4) to CleanRm (117) | • Check that the cable is labeled
| 43 | 6 | 35 | LIU-0602 | Argos CRE | LC-LC | Argos-CRE switch-A/B to CRA-Nexus
| 44 | 24 | 35 | LIU-0605 | ULTH - DX-SAC | LC-LC | AO_DX Spider Arm Cabinet - ULTH (0605)
| 45 | 6 | 15 | LRTH | Pathfinder RRBG | ST-ST | Pathfinder fiber to get to AO-DX FLAO
| 46 | 18 | 20 | LBTI | LIU-0605 | LC-LC | LBTI Instrument connection to ULTH 0605
| 47 | 8 | 10 | SmClRm Sw | LIU-0107 | ST-LC | Lab (rm116) sw, around wall, to 0107 - 0106-0106 - 0203(CRA) - Nexus
| 48 | 4 | 25 | Pepsi-DeskSw | LIU-0205 | LC-LC | Pepsi desk control room switch to Nexus
| 49 | 4 | 45 | Pepsi-SolarSw | LIU-0205 | LC-LC | Pepsi solar switch near level-2 porch to Nexus
| 50 | 12 | 25 | Lucifer-DX I-rack | LIU-0604 | LC-LC, LC-ST | ULTH to Luci-DX instrument rack on telescope, 6-ST pair, 6-LC pair at Luci
| 51 | 8 | 28 | Pepsi PFU/AGw7 | LIU-0604 | LC-LC | Pepsi SX PFU/AGw7 Moxa units to 3750-ULTH
| 52 | 8 | 33 | Pepsi PFU/AGw8 | LIU-0604 | LC-LC | Pepsi DX PFU/AGw8 Moxa units to 3750-ULTH
| 53 | 4 | 40 | Argos E-Stop L4 | LIU-0401L | ST-ST | Argos Laser Shutter E-Stop, L4 Argos room to CRB-Argos Rack
| 54 | 6 | 20 | Argos WFS-SX | LIU-0602 | LC-LC | Argos WFS-SX rack to ULTH
| 55 | 6 | 25 | Argos WFS-DX | LIU-0602 | LC-LC | Argos WFS-DX rack to ULTH
| 56 | 24 | 35 | LN-SX | LIU-0605 | LC-LC | ULTH to LN-Service on the SX side, ordered 12/13
| 57 | 24 | 35 | LN-DX | LIU-0605 | LC-LC | ULTH to LN-Service on the DX side, ordered 12/13
58
59
60
Nexus-1 | FC-29-24 | 24 |  | LIU-0201 | Nexus | ST-ST | CRA 0201 to R2 to Nexus
Nexus-2 | FC-31-24 | 24 |  | LIU-0201 | Nexus | ST-ST | CRA 0201 to R2 to Nexus
Nexus-3 | FC-32-24 | 24 |  | LIU-0201 | Nexus | ST-ST | CRA 0201 to R2 to Nexus
sm 1310 µ | 100 | 72 | 250 | LIU-0208 | ULTH-0600 | LC-LC | Single mode backbone from ULTH to CRA 24 strands terminated (8/16/12), one bad fiber brown of group #1 12 strands terminated 10/2013, bundle 2
| 101 | 6 | 20 | Argos-LSP-SX | ULTH-0600 | LC-LC | ULTH to Argos-LSP-SX
| 102 | 6 | 20 | Argos-LSP-DX | ULTH-0600 | LC-LC | ULTH to Argos-LSP-DX
| 103 | 8 | 35 | LN-ServiceSX | ULTH-0600 | LC-LC | 2960 (2) in LN SX Service Cabinet to ULTH, ordered 12/13
| 104 | 8 | 35 | LN-ServiceDX | ULTH-0600 | LC-LC | 2960 (2) in LN DX Service Cabinet to ULTH, ordered 12/13
unterminated | 105 | 24 | 400 | VATT | CRA LIU-0208 | LC-LC | Single mode backbone from VATT to LBTO (CRA)

## LIU-TrunkFibers
Level-6
ULTH
LIU-0600
LIU-0601
LIU-0602
LIU-0603
LIU-0604
LIU-0605
LIU-0606
Level-4
HBR-IO Rack
LIU-0401U
LIU-0401L
LIU-0402U
LIU-0402L
Level-3
ERPLC
LIU-0301W
LIU-0302 W
Level-4
NetCab
LIU-0403
LIU-0404
Level-4
LIU-4501 W
Level-2
CRA
LIU-0201 W
LIU-0202 W
LIU-0203 W
LIU-0204 W
LIU-0205
LIU-0206
LIU-0207
LIU-0208
Level-1
Telephone
Board
Janitor Closet
Rm-116
Clean Rm 117
LIU-0101W
LIU-0102 W
LIU-0104 W
LIU-0103
LIU-0105W
LIU-0107 W
LIU-0106 W
Level-2
Pier
LIU-0220 W
LIU-VATT-Wall
LIU-Utility Building
Level-10
LIU-1001 W
FC-SeqNum-NumFibers
FC-24-18
FC-25-18
FC-8-2 sm
FC-7-12
FC-3-72
FC-2-72
FC-4-72
FC-13-144
FC-9-6
FC-6-8
FC-6A-8
FC-1-72
FC-5-6
FC-100-72 sm
FC-38-24
FC-39-24
FC-41-24
FC-42-24
FC-12-144
FC-36-24
FC-14-36
FC-18-12
FC-17-12
FC-19-12
FC-11-6
FC-10-6
FC-15-48
FC-16-12
Level-2
CRB
LIU-0210
LIU-0211
LIU-0212
LIU-Pepsi R11
Level-5.5
LRTH
LLTH
LIU-05501
LIU-05502
Level-5
Aux-CR
AZ I/O box
LIU-0501 W
LIU-0502 W
LIU-0504 W
LIU-0503 W
LIU Interconnects - Trunk Fibers
FC-105-24 sm
LIU-VATT-Rack
Red lines are Multimode
Blue lines are Single-mode
LIU-0213

## LIU-DeviceFIbers
3
Level-6
ULTH
LIU-0600
LIU-0601
LIU-0602
LIU-0603
LIU-0604
LIU-0605
LIU-0606
Level-4
HBS/RIO
LIU-0401U
LIU-0401L
LIU-0402U
LIU-0402L
Level-3
ERPLC
LIU-0301 W
LIU-0302 W
Level-4
Netcab2
LIU-0403
LIU-0404
Level-4
LIU-4501 W
Level-2
CRA
LIU-0201 W
LIU-0202 W
LIU-0203 W
LIU-0204 W
LIU-0205
LIU-0206
LIU-0207
LIU-0208
Level-1
Telephone
Board
Janitor Closet
Rm-116
Clean Rm 117
LIU-0101 W
LIU-0102 W
LIU-0104 W
LIU-0103
LIU-0105 W
LIU-0107 W
LIU-0106 W
Level-2
Pier
LIU-0220 W
LIU-VATT-Wall
LIU-Utility Building
Level-10
LIU-1001 W
FC-SeqNum-NumFibers
FC-100-72 -> 0208
FC-101-6 -> Argos-LSP-SX
FC-102-6 -> Argos-LSP-DX
FC-7-12 -> 0503
FC-8-2 -> 0503
FC-2-72 -> 0401U
FC-24-18 -> 05502
FC-25-18 -> 05501
FC-43-6 -> ArgosCRE
FC-45-6 -> LN-PF
FC-13-144 -> 0404
FC-34-24 -> ModsSX
FC-35-24 -> ModsDX
FC-nn-cc -> LBC SX/DX
FC-50-12 ->Luci DX
FC-51-8 -> PepsiPFU-SX
FC-52-8 -> PepsiPFU-DX
FC-20-24 -> AO-SX
FC-37-4 -> 3D Wind SX
FC-nn-cc -> 3D Wind DX
FC-44-24 -> AO-DX
FC-46-18 -> LBTI
FC-nn-24 -> LN
FC-nn-24 -> LN
FC-nn-18 -> LN
FC-21-18 -> LFBG
FC-23-24 -> RFBG
FC-25-18 -> 0602 FC-45-6 -> 0602
FC-24-18 -> 0602
Empty
FC-30-24 -> 0201
FC-100-72 -> 0600
FC-12-144 -> 0403
FC-14-36 -> 0220
--> Mods SX/DX
--> Luci SX/DX
--> LBC SX/DX
--> LBTI
FC-38,39,41-24 -> 0205
FC-42-24 -> 0203
FC-14-36 -> CRB-Pepsi
FC-17-12 -> VATT
FC-18-12 -> 0203
FC-19-12 -> UtilBldg
FC-10-6 -> 0105
FC-11-6 -> 0203
FC-10-6 -> 0104
Level-2
CRB
LIU-0210
LIU-0211
LIU-0212
LIU-Pepsi
Level-5.5
LRTH
LLTH
LIU-05501
LIU-05502
LIU Back Assignments / Connections
FC-16-12 -> 0106
FC-47-8 -> 116Sw
FC-15-48 -> 0203
FC-16-12 -> 0107
FC-4-72 -> 0402U
FC-3-72 -> 0504
FC-7-12 -> 1001
FC-8-2 -> 1001
FC-3-72 -> 0502
FC-2-72 -> 0601
FC-1-72 -> 0201
FC-4-72 -> 0501
FC-6-8 -> ERPLC
FC-6A-8 -> ERPLC
FC-9-6 -> PVT
FC-12-144 -> 0210
FC-13-144 -> 0603
FC-9-6 -> 0402L
FC-6-8 -> 0402L
FC-6A-8 -> 0402L
FC-1-72 -> 0401L
FC-30-24 -> 0207
-- front --
FC-29-24 -> Nexus1
FC-31-24 -> Nexus2
FC-32-24 -> Nexus3
FC-5-6 -> ???
FC-11-6 -> 0103
FC-15-48 -> 0106
FC-18-12 -> 0101
FC-42-24 -> 0212
Not Used
FC-38,39,41-24 -> 0212
FC-48-4 -> Pepsi CRSw
FC-49-4 -> Pepsi SolarSw
FC-17-12 -> 0101
FC-19-12 -> 0102
Level-5
Aux-CR
AZ I/O box
LIU-0501 W
LIU-0502 W
LIU-0503 W
LIU-0504 W
FC-105-24 -> 0208
LIU-VATT-Rack

## FiberInventory
The following items are located in the closet in CRB. They are in the left rack and in bins on the floor
CRB fiber inventory for LC-LC, , ST-ST, LC-ST and SC-SC:LC-SC:ST-SC bins
Type | Length | ST – ST | ST – SC | LC – LC | LC – ST | LC – SC | SC – SC
Duplex | 1 ft | 10 |  |  |  |  | 2
| 0.5 m |  |  |  | 3
| 1 m | 34 |  | 26 | 72 | 25 | 4
| 2 m | 20 | 25 | 48 | 13 | 1 | 1
| 3 m | 22 | 8 | 9 | 22
| 4 m | 8 |  | 13 | 7
| 5 m | 13 |  | 29 | 13 |  | 1
| 6 m | 10 | 8 | 24 | 4 | 4
| 7 m | 1 |  | 4
| 8 m | 2 |  | 6 | 6 | 2
| 9 m |  |  | 10
| 10 m | 2 | 5 | 10 | 5
| 12 m |  | 4 | 10
| 14 m |  |  |  | 5
15 m
20 m
| 30 m | 2 |  |  |  | 1
| 60 m | 1
Simplex | 1 m | 24
| 2 m | 2
| 3 m | 3
5 m
| 6 m |  | 1
Other I/O and Plenum Fiber Cables. Located in a bin in the left rack
Length | Q | Type | Fibers (strands) | Description
15 m | 1 | LC - LC | 24 | Plenum
20 m | 2 | LC-LC | 24 | Plenum
20 m | 1 | LC-LC | 6 | I/O
40` | 1 | LC-ST | 24 | I/O
15 m | 1 | LC-ST | 24 | Plenum
20 m | 1 | LC-ST | 4 | I/O labeled LBTI
22 m | 1 | LC-ST | 4 | I/O labeled LBTI
15 m | 1 | ST-ST | 24 | I/O
20 m | 1 | ST-ST | 12 | I/O
30m | 1 | ST-ST | 2 | labeled MODS InstrNet
30m | 1 | SC-LC,SC-ST | 4 | SC at one end LC(2), ST(2) at the other end
40 m | 1 | ST - ST | 24 | Spool on 3L (Jay/Kevin)
CRB Network closet fiber inventory
SM = singlemode
FOCS = fiber optic cable shop
FIS = fiber instrument sales
The following items are in the CRB closet in the left rack
| Q | Supplier |  | Description
Top shelf | 1 | AFL/Noyes |  | OTDR multimode
| 1 | AFL/Noyes |  | OTDR single-mode
| 2 | OWL | ZOOM | Optical Wavelength Labs power meter and laser
| 2 | AFL/Noyes |  | 150m launch fiber for OTDR
| 1 | Corning | TKT-UNICAM-PFC | Pretium fiber termination kit
| 1 bx |  | 15ZW47 | large plastic bags for fiber storage
| 1 bx | Panduit | S100X160YAJ | printable labels
| 1 binder |  |  | pre-printed labels for fibers and instruments
| 2bx/10ea | Leviton | 5F100-1ST | ST multimode blades for Leviton LIU
| 50 | Leviton | 5F100-1ST | ST multimode blades loose
| 4 bx/10ea | Leviton | 5F100-12P | LC multimode loaded blades
Single-Mode Bin | 1 | OWL-Laser | L02-13ST | 1310 singlemode laser source
| 7 | Leviton | 5F-100-12Z | LC blue singlemode blades
| 10 |  |  | Singlemode ST couplers, duplex, adapters
| 10 |  |  | Singlemode ST couplers, sinplex
| 35 | Corning | 95-200-99 | SM Unicam connectors
| 11 | FOCS | 1m | LC-LC patch fiber
| 6 | FOCS | 2m | LC-LC patch fiber
| 6 | FOCS | 3m | LC-LC patch fiber
| 5 | FOCS | 5m | LC-LC patch fiber
| 8 | FOCS | 1m | LC-ST patch fiber
Piecepart bin | 1 box |  |  | metal rim tags
| 1 box |  |  | tags
| 1 box | Panduit | NWSLC-7Y | Labelcore, fiber optic identifier
| 1 box | Cletop |  | fiber cleaner replacement cartridges
| 4 bag | L-Com |  | 1.25 mm fiber dust caps 100/bag
| 4 bag | L-Com |  | 2.5 mm fiber dust caps, 100/bag
| 4 | L-Com | FODC-Lanyard | captive dust caps, 2.5mm
| 4 | L-Com |  | ST-ST duplex adapters
| 9 | L-Com |  | ST-ST simplex adapters
| 2 | L-Com |  | ST-SC duplex adapters
| 45 | FIS | LC-MM | LC-LC adapters
| 2 | FIS | F1-1001 | Pulling eye to pull fiber cable
| 40 | FIS |  | expandable fiber brackets
3L racks | I/O fiber cables moved to 3L, blue rack shelves
| 2 |  | 5m | 4 strand, SC-SC
| 1 |  | 20m | 12 strand, ST-ST
| 1 |  | 25m | 18 strand, LC-ST
| 1 |  | 40m | 4 strand, ST-ST
| 1 |  | bin | long patch fibers, 30m, 30m, 60m
Fiber Termination Bin
| 6 boxes | Corning | 99-000-99-Z | Unicam LC connectors (129 conn)
| 4 bx | Corning | 99-000-51-Z | Unicam ST connectors
| 2 bx | Corning | 99-000-41-Z | Unicam SC connectors
| 1 bx | Corning |  | Fiber wipes
| 2 container | Corning | 2104493-01 | fiber wipes for fiber terminations
| 4 cans | Corning |  | fiber connector cleaner
| 1 bx | FIS | MCC-S25 | Sticklers cleaning sticks
| 1 bx | FIS | MCC-S12 | Sticklers cleaning sticks
CRB Table
| 1 | Fluke | Fiber-scope | to look at fiber ends
| 1 | OWL | OWL-ZOOM | laser and detector modules for fiber testing
| 2 sm bx |  | fiber couplers | LC-LC, ST-ST, ST-SC, SC-SC
| 1 sm bx |  | fiber couplers | LC-LC
| 1 sm bx | Panduit | NWSLC-2Y | Labelcore
| 1 sm bx | Panduit | NWSLC-3Y | Labelcore
| 1 sm bx | Panduit | NWSLC-7Y | Labelcore
| 1 sm bx |  |  | ST Caps
| 4 plastic bx |  |  | container of LC, ST caps and couplers for troubleshooting
| ~4 |  | patch fibers | LC-ST short patch fibers for testing, hanging on the rack

## Level-1(proposed)
| LIU-VATT | & | LIU-0101
| LIU-VATT-Wall | [6 empty] | LIU-0101
Blade | VATT TopLeft | VATT TopRight | To LBTO |  |  |  | Blade | 0101 TopLeft | 0101 TopRight | to CRA
Conn | ST | ST |  |  |  |  | Conn | ST | ST
1 | Main Network VATT-TL-1 | Main Network VATT-TR-1 |  |  |  |  | 1 | Main Network CRA | Main Network CRA
2 | AllSky Camera CRA | AllSky Camera CRA |  |  |  |  | 2 | AllSky Camera CRA | AllSky Camera CRA
3 | Dial tone to KSU | Dial tone to KSU |  |  |  |  | 3 | Phone Line Level-4 | Utility Bldg Sw02
4 | Dial tone to LBT | Dial tone to LBT |  |  |  |  | 4 | Phone Line Level-4 | Utility Bldg Sw02
5 | KSU to SMT via VATT | Dial tone Bonita to DSU |  |  |  |  | 5 |  | Utility Bldg Sw01
6 | KSU to SMT via VATT | Dial tone Bonita to DSU |  |  |  |  | 6 |  | Utility Bldg Sw01
Back | -> 0101 | -> 0101 |  |  |  |  | Back | -> 0203 | -> 0203
Blade | 0101 BottomLeft | 0101 BottomRight |  |  |  |  | Blade | 0101 BottomLeft | 0101 BottomRight | to VATT
Conn | ST | ST |  |  |  |  | Conn | ST | ST
1 | [6 empty] | 1 | Main Network VATT-TL-1 | Main Network VATT-TR-1
2 | [6 empty] | 2 | AllSky Camera Vatt | AllSky Camera Vatt
3 | [6 empty] | 3 | Dial tone to KSU | Dial tone to KSU
4 | [6 empty] | 4 | Dial tone to LBT | Dial tone to LBT
5 | [6 empty] | 5 | KSU to SMT via VATT | Dial tone Bonita to DSU
6 | [6 empty] | 6 | KSU to SMT via VATT | Dial tone Bonita to DSU
[7 empty] | Back | -> VATT | -> VATT
| Location | VATT-Wall |  |  |  |  | Location | Telephone board
| LIU | Wall Mount | 4 ST blades | 2 x 2 |  |  | LIU | Wall Mount | 4 ST blades | 2 x 2
| Description | B-TL, B-TR | connection point from VATT to LBTO |  |  |  | Description | B-TL, B-TR | Multimode connection from Level1 to CRA
[8 empty] | B-BL, B-BR | connection point from VATT to LBTO
| Rear Conn | FC-17-6x2 | B-TL, B-TR | -> 0101 LBT-Level1
[7 empty] | Rear Conn | FC-18-6x2 | B-TL, B-TR | -> 0203 CRA
| VATT-Rack | 3 x 2 x 6 LC | 2U, 6 blade, 6 LC pair / blade | [5 empty] | B-BL, B-BR | -> VATT
| Level-1 | & | Utility Buildiing |  | Wall Mount
LIU-Utility Building
|  |  | Blade | UtilBldg-1 | UtilBldg-2 |  | Location | Utility Building
|  |  | Conn | ST | ST |  | LIU | Wall Mount | 2 x 6 | ST
1
|  |  | 2 |  |  |  | Description | multimode connections to Utility Building to LBTO
3
|  |  | 4 | Utility Bldg Sw02 | Utility Bldg Sw02 |  | Rear Conn | FC-19-12 | B1-2 | -> LIU-0102 Level-1, Telephone Board
|  |  | 5 | Utility Bldg Sw01 | Utility Bldg Sw01
|  |  | 6 | Utility Bldg Climatec | Utility Bldg Climatec
|  |  | Back | -> 0102 | -> 0102
| Level-1 | LIU-0102
|  |  | Blade | 0102-1 | 0102-2 |  | Location | Level-1 | Telephone Board
|  |  | Conn | ST | ST |  | LIU | Wall Mount | 2 x 6 | ST Blades
|  |  | 1 |  |  |  | Description | multimode connections from Level1 to CRA
|  |  | 2 |  |  |  | Rear Conn | FC-19-12 | B1-2 | -> Utilitiy Building
3
|  |  | 4 | Utility Bldg Sw02 | Utility Bldg Sw02
|  |  | 5 | Utility Bldg Sw01 | Utility Bldg Sw01
|  |  | 6 | Utility Bldg Climatec | Utility Bldg Climatec
|  |  | Back | -> UtilBldg | -> UtilBldg
| Level-1 | LIU-0103
|  |  | Blade | 0103-1 | 0103-2 |  | Location | Level-1 | Janitor Closet
|  |  | Conn | ST | ST |  | LIU | Wall Mount | 2 x 3 | ST
|  |  | 1, 2 | 01-Janitor-Sw01B | bad |  | Description | multimode connections from Level1 to CRA
|  |  | 3,4 | 01-Janitor-Sw01B | 01-Janitor-Sw01A |  | Rear Conn | FC-11-6 | B1-2 | -> LIU-0203-9 CRA
|  |  | 5,6 | bad | 01-Janitor-Sw01A
|  |  | Back | -> 0203 | -> 0203
| Level-1 | LIU-0104 | Location | Level-1, Telephone Board
|  | Not Used | LIU | Wall | 2 x 6 | ST
|  |  | Description | multimode connections from Level1 Telepone board to Lab-116
|  |  | Rear Conn | FC-10-6 | -> LIU-0105 Level-1, Small Clean Room
| Level-1 | LIU-0105 | Location | Level-1, Small Clean Room
|  | Not Used | LIU | Wall | 1 x 6 | ST
|  |  | Description | multimode connections from Lab-116 to Telephone board
|  |  | Rear Conn | FC-10-6 | -> LIU-0104 Level-1, Telephone Board
| Level-1 | LIU-0106 | Wall Mount | Clean Room | Rm 117
= current clean room connections
|  |  | LIU-0106 | ST Conn 1,2 | ST Conn 3,4 | ST Conn 5,6
|  |  | Blade 0106-1 | AGW1 Guider | AGW1 Wavefront | 01-LgCleanRm SW03 | -> CRA | Location | Level-1 | Clean Room 117
|  |  | 0106-2 | AGW2 Guider | AGW2 Wavefront | 01-LgCleanRm SW04 | -> CRA | LIU | Wall | 12 ST Blades
|  |  | 0106-3 | AGW3 Guider | AGW3 Wavefront | 01-SmClean SW02A | -> CRA
|  |  | 0106-4 | AGW4 Guider | AGW4 Wavefront | 01-SmClean SW02B | -> CRA | Description | Blades 1-8 | Multimode connection to CRA and CRB
|  |  | 0106-5 | AdSec LgClRm Spr | -> CRA | IAS L6 - Clean Room | -> CRA |  | Blades 10-11 | Multimode connection to Lab-116
|  |  | 0106-6 | LuciSX Data5,6 | Luci-SX Data 3,4 | Luci-SX GE0 | -> CRA
|  |  | 0106-7 | Luci-DX-CH1 | Luci-DX-CH0 | Luci-DX GE1 | -> CRA | Rear Conn | FC-15-48 | Blades 1-8 | -> LIU--0203, B 1-8
|  |  | 0106-8 |  |  |  | -> CRA |  | FC-16-12 | Blades 10-11 | -> LIU-0107, B 1-2
|  |  | 0106-9 | n/a | n/a | n/a | Not used-NO FIBER
|  |  | 0106-10 | Cleanroom to lab A | Cleanroom to lab B | Cleanroom to lab C | -> lab 116
|  |  | 0106-11 | Cleanroom to lab D | Cleanroom to lab E SW02A | Cleanroom to lab F SW02B | -> lab 116
|  |  | 0106-12 | n/a | n/a | n/a | Not used-NO FIBER
| Level-1 | LIU-0107 | Wall Mount | Lab | Rm 116
= current clean room connections
|  |  | LIU-0107 | ST Conn 1,2 | ST Conn 3,4 | ST Conn 5,6 |  | LIU-0107 | Wall Mount | Small Clean Room
|  |  | Blade 0107-1 | LFBG/RFBG AGw Guider AzCamG | LFBG/RFBG AGw Wavefrt AzCamW | -> Rm 117 | -> ClRm 117 | Location | Level-1 | Small Clean Room
|  |  | 0107-2 | -> Rm 117 | 01-SmClean SW02A | 01-SmClean SW02B | -> ClRm 117 | LIU | Wall Mount | 12 ST Blades
0107-3
|  |  | 0107-4 |  |  |  |  | Description | Connection point to clean room-117
|  |  | 0107-5 | [5 empty] | FC-47-8 | Blades 1-2 | Lab-116 Sw around wall to LIU-0107
0107-6
|  |  | 0107-7 |  |  |  |  | Rear Conn | FC-16-12 | Blades 1-2 | -> LIU-0106, B 10-11 (Rm 117)
0107-8
0107-9
0107-10
0107-11
0107-12
TL
TR
BL
BR
1
6
5
4
3
2
1
6
5
4
3
2
1
6
5
4
3
2
1
6
5
4
3
2
2 x 12 Wall Mount - Telephone Board
Top FC-18-6x2 to LIU-0205
Bottom FC-17-6x2 to VATT
TL Top Left -> 0203
TR Top Right -> 0203
BL Bottom Left -> VATT
BR Bottom Right -> VATT
LIU-0101
Telepone Board
FC-17-2x6 to VATT
FC-18-2x6 to LIU0205

## Level-1
| LIU-VATT | & | LIU-0101
| LIU-VATT-Wall | [6 empty] | LIU-0101
Blade | VATT TopLeft | VATT TopRight | To LBTO |  |  |  | Blade | 0101 TopLeft | 0101 TopRight | to CRA
Conn | ST | ST |  |  |  |  | Conn | ST | ST
1 | Main Network VATT-TL-1 | Main Network VATT-TR-1 |  |  |  |  | 1 | Main Network CRA | Main Network CRA
2 | AllSky Camera CRA | AllSky Camera CRA |  |  |  |  | 2 | AllSky Camera CRA | AllSky Camera CRA
3 | Dial tone to KSU | Dial tone to KSU |  |  |  |  | 3 | Phone Line Level-4 | Utility Bldg Sw02
4 | Dial tone to LBT | Dial tone to LBT |  |  |  |  | 4 | Phone Line Level-4 | Utility Bldg Sw02
5 | KSU to SMT via VATT | Dial tone Bonita to DSU |  |  |  |  | 5 |  | Utility Bldg Sw01
6 | KSU to SMT via VATT | Dial tone Bonita to DSU |  |  |  |  | 6 |  | Utility Bldg Sw01
Back | -> 0101 | -> 0101 |  |  |  |  | Back | -> 0203 | -> 0203
Blade | 0101 BottomLeft | 0101 BottomRight |  |  |  |  | Blade | 0101 BottomLeft | 0101 BottomRight | to VATT
Conn | ST | ST |  |  |  |  | Conn | ST | ST
1 | [6 empty] | 1 | Main Network VATT-TL-1 | Main Network VATT-TR-1
2 | [6 empty] | 2 | AllSky Camera Vatt | AllSky Camera Vatt
3 | [6 empty] | 3 | Dial tone to KSU | Dial tone to KSU
4 | [6 empty] | 4 | Dial tone to LBT | Dial tone to LBT
5 | [6 empty] | 5 | KSU to SMT via VATT | Dial tone Bonita to DSU
6 | [6 empty] | 6 | KSU to SMT via VATT | Dial tone Bonita to DSU
[7 empty] | Back | -> VATT | -> VATT
| Location | VATT-Wall |  |  |  |  | Location | Telephone board
| LIU | Wall Mount | 4 ST blades | 2 x 2 |  |  | LIU | Wall Mount | 4 ST blades | 2 x 2
| Description | B-TL, B-TR | connection point from VATT to LBTO |  |  |  | Description | B-TL, B-TR | Multimode connection from Level1 to CRA
[8 empty] | B-BL, B-BR | connection point from VATT to LBTO
| Rear Conn | FC-17-6x2 | B-TL, B-TR | -> 0101 LBT-Level1
[7 empty] | Rear Conn | FC-18-6x2 | B-TL, B-TR | -> 0203 CRA
| VATT-Rack | 3 x 2 x 6 LC | 2U, 6 blade, 6 LC pair / blade | [5 empty] | B-BL, B-BR | -> VATT
| Level-1 | & | Utility Buildiing |  | Wall Mount
LIU-Utility Building
|  |  | Blade | UtilBldg-1 | UtilBldg-2 |  | Location | Utility Building
|  |  | Conn | ST | ST |  | LIU | Wall Mount | 2 x 6 | ST
1
|  |  | 2 |  |  |  | Description | multimode connections to Utility Building to LBTO
3
|  |  | 4 | Utility Bldg Sw02 | Utility Bldg Sw02 |  | Rear Conn | FC-19-12 | B1-2 | -> LIU-0102 Level-1, Telephone Board
|  |  | 5 | Utility Bldg Sw01 | Utility Bldg Sw01
|  |  | 6 | Utility Bldg Climatec | Utility Bldg Climatec
|  |  | Back | -> 0102 | -> 0102
| Level-1 | LIU-0102
|  |  | Blade | 0102-1 | 0102-2 |  | Location | Level-1 | Telephone Board
|  |  | Conn | ST | ST |  | LIU | Wall Mount | 2 x 6 | ST Blades
|  |  | 1 |  |  |  | Description | multimode connections from Level1 to CRA
|  |  | 2 |  |  |  | Rear Conn | FC-19-12 | B1-2 | -> Utilitiy Building
3
|  |  | 4 | Utility Bldg Sw02 | Utility Bldg Sw02
|  |  | 5 | Utility Bldg Sw01 | Utility Bldg Sw01
|  |  | 6 | Utility Bldg Climatec | Utility Bldg Climatec
|  |  | Back | -> UtilBldg | -> UtilBldg
| Level-1 | LIU-0103
|  |  | Blade | 0103-1 | 0103-2 |  | Location | Level-1 | Janitor Closet
|  |  | Conn | ST | ST |  | LIU | Wall Mount | 2 x 3 | ST
|  |  | 1, 2 | 01-Janitor-Sw01B | bad |  | Description | multimode connections from Level1 to CRA
|  |  | 3,4 | 01-Janitor-Sw01B | 01-Janitor-Sw01A |  | Rear Conn | FC-11-6 | B1-2 | -> LIU-0203-9 CRA
|  |  | 5,6 | bad | 01-Janitor-Sw01A
|  |  | Back | -> 0203 | -> 0203
| Level-1 | LIU-0104 | Location | Level-1, Telephone Board
|  | Not Used | LIU | Wall | 2 x 6 | ST
|  |  | Description | multimode connections from Level1 Telepone board to Lab-116
|  |  | Rear Conn | FC-10-6 | -> LIU-0105 Level-1, Small Clean Room
| Level-1 | LIU-0105 | Location | Level-1, Small Clean Room
|  | Not Used | LIU | Wall | 1 x 6 | ST
|  |  | Description | multimode connections from Lab-116 to Telephone board
|  |  | Rear Conn | FC-10-6 | -> LIU-0104 Level-1, Telephone Board
| Level-1 | LIU-0106 | Wall Mount | Clean Room | Rm 117
= current clean room connections
|  |  | LIU-0106 | ST Conn 1,2 | ST Conn 3,4 | ST Conn 5,6
|  |  | Blade 0106-1 | LFBG/RFBG AGw Guider AzCamG | LFBG/RFBG AGw Wavefrt AzCamW | -> CRA | -> CRA | Location | Level-1 | Clean Room 117
|  |  | 0106-2 | splitter Luci2-Data |  | BAD - 6 needs testing | -> CRA | LIU | Wall | 12 ST Blades
|  |  | 0106-3 |  | 01-SmClean SW02A | 01-SmClean SW02B | -> CRA
|  |  | 0106-4 | 01-LgCleanRm SW03 | 01-LgCleanRm SW04 | AdSec LgClRm Spr | -> CRA | Description | Blades 1-8 | Multimode connection to CRA and CRB
|  |  | 0106-5 | Luci1-Data Channel0 | Luci1-Data Channel1 | IAS L6 - Clean Room | -> CRA |  | Blades 10-11 | Multimode connection to Lab-116
|  |  | 0106-6 | -> CRA | -> CRA | -> CRA | -> CRA
|  |  | 0106-7 | -> CRA | -> CRA | -> CRA | -> CRA | Rear Conn | FC-15-48 | Blades 1-8 | -> LIU--0203, B 1-8
|  |  | 0106-8 | -> CRA | -> CRA | -> CRA | -> CRA |  | FC-16-12 | Blades 10-11 | -> LIU-0107, B 1-2
0106-9
|  |  | 0106-10 | LFBG/RFBG AGw Guider AzCamG | LFBG/RFBG AGw Wavefrt AzCamW | -> Rm 116 | -> lab 116
|  |  | 0106-11 | -> Rm 116 | 01-SmClean SW02A | 01-SmClean SW02B | -> lab 116
0106-12
| Level-1 | LIU-0107 | Wall Mount | Lab | Rm 116
= current clean room connections
|  |  | LIU-0107 | ST Conn 1,2 | ST Conn 3,4 | ST Conn 5,6 |  | LIU-0107 | Wall Mount | Small Clean Room
|  |  | Blade 0107-1 | LFBG/RFBG AGw Guider AzCamG | LFBG/RFBG AGw Wavefrt AzCamW | -> Rm 117 | -> ClRm 117 | Location | Level-1 | Small Clean Room
|  |  | 0107-2 | -> Rm 117 | 01-SmClean SW02A | 01-SmClean SW02B | -> ClRm 117 | LIU | Wall Mount | 12 ST Blades
0107-3
|  |  | 0107-4 |  |  |  |  | Description | Connection point to clean room-117
|  |  | 0107-5 | [5 empty] | FC-47-8 | Blades 1-2 | Lab-116 Sw around wall to LIU-0107
0107-6
|  |  | 0107-7 |  |  |  |  | Rear Conn | FC-16-12 | Blades 1-2 | -> LIU-0106, B 10-11 (Rm 117)
0107-8
0107-9
0107-10
0107-11
0107-12
TL
TR
BL
BR
1
6
5
4
3
2
1
6
5
4
3
2
1
6
5
4
3
2
1
6
5
4
3
2
2 x 12 Wall Mount - Telephone Board
Top FC-18-6x2 to LIU-0205
Bottom FC-17-6x2 to VATT
TL Top Left -> 0203
TR Top Right -> 0203
BL Bottom Left -> VATT
BR Bottom Right -> VATT
LIU-0101
Telepone Board
FC-17-2x6 to VATT
FC-18-2x6 to LIU0205

## Level-2
| Level-2 | CRA | LIU-0201 | Wall Mount
|  |  | LIU-0201 | ST Conn 1,2 | ST Conn 3,4 | ST Conn 5,6 | Back | LIU-0201 | Main connection to ULTH
|  |  | Blade 0201-1 | Switch ULTH-SW0601-B | Switch 06-LLTH-SW04 | Switch 06-LLTH-SW03 | -> 0401L | Location | Level-2 | CRA-Wall
|  |  | 0201-2 | Switch ULTH-SW0601-A | Switch 06-LRTH-SW05 | Switch 06-LRTH-SW06 | -> 0401L | LIU | Wallmount | 12 x 6 ST blades
|  |  | 0201-3 | Switch ERPLC Cable # 53, 54 | Switch 04-NetCab-SW01 | Weather MAWS Rear | -> 0401L | Description | Main connection point from CRA to level-4
|  |  | 0201-4 | Cable #45, 46 |  | Switch AuxWall-Sw03 | -> 0401L | Rear Conn | FC-01-72, B1-12 | -> LIU-0401L, Level-4, HB-RIO Net cabinet, 72 fibers
|  |  | 0201-5 | Switch AuxCtrl-Sw01-PX | Switch 04-NetCab-Sw02 | 3D-Wind DX Network | -> 0401L | Front Conn | FC-29-24 | -> Nexus CRA-R2, 24 strands
|  |  | 0201-6 | Weather MAWS Front | LFBG Agw#1 E-Box | AO-SX AdSec Net-1 | -> 0401L |  | FC-30-24 | -> 3750's CRA-R1, 24 strands
|  |  | 0201-7 | RFBG AGw WFS Net | AO DX AdSec Net-1 | RFBG AGw #2 E-Box | -> 0401L |  | FC-31-24 | -> Nexus CRA-R2, 24 strands
|  |  | 0201-8 | Argos CRE-DX Sw1 | Argos CRE-DX2 Sw2 | Argos Laser E-Stop | -> 0401L |  | FC-32-12 | -> Nexus CRA-R2, 12 strands
|  |  | 0201-9 | M2 SX Umac | 3D-Wind SX Net | DIMM Net | -> 0401L
|  |  | 0201-10 |  |  | IAS L6 - Clean Room | -> 0401L | Issues | 1. The front FC's above have 84 strands. There are only 72 ST connectors.
|  |  | 0201-11 | Switch AuxCtrl-Sw01-PX | Switch AuxWall-Sw03 | 5: GPS-Spr 6: Bldg Alarm L4 | -> 0401L |  | 2. Need to map front FC endpoint connections.
|  |  | 0201-12 | MAT Net | LFBG AGw WFS Net | Switch 10-Sw1 | -> 0401L |  | 3. Check "red" connections.
| Level-2 | CRA | LIU-0202 | Wall Mount
|  |  | LIU-0202 | ST Conn 1,2 | ST Conn 3,4 | ST Conn 5,6 |  | LIU-0202
|  |  | Blade 0202-1 | Cable #45, 46 |  |  |  | Location | Level-2 | CRA-Wall
|  |  | 0202-2 |  |  |  |  | LIU | Wallmount | 12 x 6 ST
|  |  | 0202-3 |  | Utility Bldg Sw01 | Utility Bldg Sw02 |  | Description | General purpose patch panel
|  |  | 0202-4 |  |  |  |  | Rear Conn
|  |  | 0202-5 |  |  |  |  | Front Conn
0202-6
|  |  | 0202-7 |  |  |  |  | Issues | 1. Check 0202-1-1,2. It may be an engineering connection
0202-8
0202-9
0202-10
0202-11
0202-12
| Level-2 | CRA | LIU-0203 | Wall Mount
|  |  | LIU-0203 | ST Conn 1,2 | ST Conn 3,4 | ST Conn 5,6 | Back | LIU-0203
|  |  | Blade 0203-1 | LFBG/RFBG AGw Guider AzCamG | LFBG/RFBG AGw Wavefrt AzCamW | -> CleanRm | -> 0106 | Location | Level-2 | CRA-Wall
|  |  | 0203-2 | LuciSX Data5,6 Luci-DX-CH1 | Luci-SX Data 3,4 Luci-DX-CH0 | Bad fiber on 6 | -> 0106 | LIU | Wallmount | 12 x 6 ST
|  |  | 0203-3 | LuciSX GE0 | 01-SmClean SW02A | 01-SmClean SW02B | -> 0106 | Description | Connection point to level-1: clean room, telephone board, Janitor closet
|  |  | 0203-4 | 01-LgCleanRm SW03 | 01-LgCleanRm SW04 | AdSec LgClRm Spr | -> 0106
|  |  | 0203-5 | -> CleanRm | -> CleanRm | IAS L6 - Clean Room | -> 0106 | Rear Conn | FC-15-48 | B1-8 | -> LIU-0106, B1-8, Clean Room 117
|  |  | 0203-6 | -> CleanRm | -> CleanRm | -> CleanRm | -> 0106 |  | FC-11-6 | B9 | -> LIU-0103, Janitor Closet
|  |  | 0203-7 | -> CleanRm | -> CleanRm | -> CleanRm | -> 0106 |  | FC-18-12 | B10-11 | -> LIU-0101, Telephone Board
|  |  | 0203-8 | -> CleanRm | -> CleanRm | -> CleanRm | -> 0106 | Front Conn | FC-42-24 | B1-4 | -> LIU-0212, B11-12, CRB
|  |  | 0203-9 | 1: NC 2: Janitor-Sw1A | 3: Janitor-Sw01A 4: Janitor-Sw01B | 5: 6: Janitor-Sw01B | -> 0103
|  |  | 0203-10 | 1: Main Network 2: AllSky-1 | Dial tone to 4th floor |  | -> 0101 | Issues | 1. Connect additional 24 fibers from front to CRB-0212
|  |  | 0203-11 | 1: Main Network 2: AllSky-2 | Utility Bldg Sw02 | Utility Bldg Sw01 | -> 0101
0203-12
| Level-2 | CRA | LIU-0205 | Rack1
Blade | Front 0205-1 | Front 0205-2 | Front 0205-3 | Front 0205-4 | Front 0205-5 | Front 0205-6 | Front 0205-7 | Front 0205-8 | Front 0205-9 | Front 0205-10 | Front 0205-11 | Front 0205-12
Conn | Empty | Empty | LC | LC | LC | LC | LC | LC | Empty | Empty | Empty | Empth
1 | Pepsi CtrlRm-2960 |  | -> CRB | -> CRB | -> CRB | Switch-CRB-R12 LBTI | LBC-SX Blue Net | CRB-SW0207-P22 |  |  |  |  | 1
2 | Pepsi CtrlRm-Spr-2960 |  | -> CRB | -> CRB | -> CRB | -> CRB | LBC-DX Red Net | CRB-SW0207-P21 |  |  |  |  | 2
3 | Pepsi Solar-2960 |  | -> CRB | -> CRB | -> CRB | Luci2-DX Net-ce0 | Luci-SX Net-ce0 | Pepsi CRB-SW0208-P23 |  |  |  |  | 3
4 | Pepsi Solar-Spr-2960 |  | -> CRB | -> CRB | -> CRB |  | MODS-SX InstrNet | Pepsi CRB-SW0208-P24 |  |  |  |  | 4
5 |  |  | -> CRB | -> CRB | -> CRB | Argos Laser E-Stop | Argos CRB-R14Sw1 | CRB-R13 SW0202-A-P1 |  |  |  |  | 5
6 |  |  | -> CRB | -> CRB | -> CRB | Pepsi-Bridge to 0204#3 p11 | Argos CRB-R14Sw2 | CRB-R13 SW0202-B-P1 |  |  |  |  | 6
Back |  |  | -> CRB | -> CRB | -> CRB | -> CRB | -> CRB | -> CRB
LIU-0205
| Location | Level-2 | CRA-Rack1
| LIU | Rack mount | 12 x 6 LC blades
| Description | B1 | Landing point for Pepsi level-2 switches
|  | B3-8 | Connection from CRB to get to Nexus or 3750 in CRA
| Rear Conn | FC-48-4, B1-1-2 | -> LIU-0205-1-1ab, Nexus
|  | FC-49-4, B1-3-4 | -> LIU-0205-1-1ab, Nexus
|  | FC-38-24, B3-4 | -> LIU-0212, B3-4, CRB
|  | FC-39-24, B5-6 | -> LIU-0212, B5-6, CRB
|  | FC-41-24, B7-8 | -> LIU-0212, B7-8, CRB
Issues
| Level-2 | CRA | LIU-0206 | Rack1
Blade | 0206-1 | 0206-2 | 0206-3 | 0206-4 | 0206-5 | 0206-6 | 0206-7 | 0206-8 | 0206-9 | 0206-10 | 0206-11 | 0206-12
Conn | Empty | Empty | Empty | Empty | Empty | Empty | Empty | Empty | Empty | Empty | Empty | Empty
1 | [12 empty] | 1
2 | [12 empty] | 2
3 | [12 empty] | 3
4 | [12 empty] | 4
5 | [12 empty] | 5
6 | [12 empty] | 6
Bzck
LIU-0206
| Location | Level-2 | CRA-Rack1
| LIU | Rack mount | 12 x 6 Empty
| Description | Expansion
| Rear Conn | None
Issues
| Level-2 | CRA | LIU-0207 | Rack1
[7 empty] | LC | LC | LC | LC | LC | LC
Blade | 0207-1 | 0207-2 | 0207-3 | 0207-4 | 0207-5 | 0207-6 | 0207-7 | 0207-8 | 0207-9 | 0207-10 | 0207-11 | 0207-12
Conn | bar: 0207-1 to 0207-12
1 | 0207-11: DIMM Net; 0207-12: LFBG Agw#1 E-Box | 1
2 | 0207-11: 3D-Wind DX Network; 0207-12: RFBG AGw #2 E-Box | 2
3 | 0207-11: 3D-Wind SX Net; 0207-12: -> 0201-NC | 3
4 | 0207-11: -> 0201-NC; 0207-12: -> 0201-NC | 4
5 | 0207-11: Argos Laser E-Stop; 0207-12: M2 SX Umac | 5
6 | 0207-11: -> 0201-NC; 0207-12: MAT Net | 6
Back | 0207-11: CRA '0201; 0207-12: CRA '0201
LIU-0207
| Location | Level-2 | CRA-Rack1
| LIU | Rack mount | 12 x 6 LC
| Description | Connections from telescope switches to CRA (0201) to R1 (0207) to 3750
Path for Argos laser e-stop
| Rear Conn | FC-30-24, B11-12 | -> LIU-0201 front
Issues
| 1 | Telescope device switches can be plugged into the new 3750 in the ULTH
| 2 | M2 SX Umac man not exist
| Level-2 | CRA | LIU-0208 | Single-mode | Rack1
Blade | 0208-1 | 0208-2 | 0208-3 | 0208-4 | 0208-5 | 0208-6 | 0208-7 | 0208-8 | 0208-9 | 0208-10 | 0208-11 | 0208-12
Conn | LC-SM | LC-SM | LC-SM | LC-SM | LC-SM | LC-SM | LC-SM | LC-SM
1 | Switch 10G ULTH-SW0601-A | -> ULTH | NC | NT | NT | NT | -> VATT | -> VATT |  |  |  |  | 1
2 | Switch 10G ULTH-SW0601-B | -> ULTH | NC | NT | NT | NT | -> VATT | -> VATT |  |  |  |  | 2
3 | Argos LSP-SX-Sw1 | -> ULTH | LN-SX Net-1 | NT | NT | NT | -> VATT | -> VATT |  |  |  |  | 3
4 | Argos LSP-SX-Sw2 | -> ULTH | LN-SX Net-2L | NT | NT | NT | -> VATT | -> VATT |  |  |  |  | 4
5 | Argos LSP-DX-Sw1 | Switch ULTH Sw0607-1 | LN-DX Net-3 | NT | NT | NT | -> VATT | -> VATT |  |  |  |  | 5
6 | Argos LSP-DX-Sw2 | Switch ULTH Sw0607-2 | LN-DX Net-2R | NT | NT | NT | -> VATT | -> VATT |  |  |  |  | 6
Back | -> ULTH | -> ULTH | -> ULTH | -> ULTH | -> ULTH | -> ULTH | Planning | Planning | Empty | Empty | Empty | Empty
NT = Not Terminated
Planning
| LIU-0208 | [5 empty] | 1 | Terminate the single-mode bundle (FC-105-24) from the VATT to this LIU, B7-8
| Location | Level-2 | CRA-Rack1
| LIU | Rack mount | 12 x 6 LC | Single-mode
| Description | Provide single-mode junction from telescope to CRA
Provide single-mode junction from VATT to CRA for planned fiber installation
| Rear Conn | FC-100-72 | B1-6 | -> LIU-0600, B1-6, ULTH
Issues
| 1 | bundle-2, 12 fibers need to be landed in 0208-3
| 2 | Check white connection for high loss, fix or mark bac
| 3 | Check violet connection for high loss, fix or mark bac
| 4 | New SM FC will terminate here from VATT
| Level-2 | CRB | LIU-0210 | Rack13
NT = Not Terminated
Blade | 0210-1 | 0210-2 | 0210-3 | 0210-4 | 0210-5 | 0210-6 | 0210-7 | 0210-8 | 0210-9 | 0210-10 | 0210-11 | 0210-12
Conn | bar: NT = Not Terminated 0210-1 to NT = Not Terminated 0210-12
1 | LBC-SX Blue Profibus | MODS-SX Agw-G | MODS-DX Agw-G | RFBG-AGw AzCamG | Luci-SX Data 5,6 | LBTI NOMIC | Pepsi AGw4-LDG | Pepsi Polarimeter: SX | LN D: BCU-TipTilt | LN J: DM |  |  | 1
2 | LBC-SX Blue Sci CCD | MODS-SX AGw-W | MODS-DX AGw-W | RFBG-AGw AzCamW | Lucifer-SX Data 3,4 | LBTI LMIRCAM | Pepsi AGw3-LDG | Pepsi Polarimeter: DX | LN E: FFT-ROE | LN K: PAC-CCD |  |  | 2
3 | LBC-SX Blue Tech CCD | MODS-SX Blue CCD | MODS-DX Blue CCD | LFBG-AGw AzCamG AGW#1 Guide | LUCI-SX GE0 | LBTI SXWFS | Pepsi PFU-SX |  | LN F: NIR-ROE | LN L: HWS-CCD |  |  | 3
4 | LBC-DX Red Profibus | MODS-SX Red CCD | MODS-DX Red CCD | LFBG-AGw AzCamW AGW#1 Wavefront | Lucifer-DX ge1 | LBTI DXWFS | Pepsi PFU-DX | LN A: DM | LN G: 3Layer-MCAO ASM BCU | LN M: BCU-TipTilt |  |  | 4
5 | NT = Not Terminated 0210-1: LBC-DX Red Sci CCD; NT = Not Terminated 0210-2: MODS-SX InstrNet; NT = Not Terminated 0210-5: Lucifer-DX CH0; NT = Not Terminated 0210-7: Pepsi AGw7; NT = Not Terminated 0210-8: LN B: PAC-CCD; NT = Not Terminated 0210-9: LN H: 3Layer-MCAO ASM BCU; NT = Not Terminated 0210-10: LN N: 3Layer-MCAO ASM BCU | 5
6 | LBC-DX Red Tech CCD | LBC-SX Blue Net | LBC-DX Red Net |  | Lucifer-DX CH1 |  | Pepsi AGw8 | LN C: HWS-CCD | LN I: PIM | LN O: 3Layer-MCAO ASM BCU |  |  | 6
Back | --> 0403 | --> 0403 | --> 0403 | --> 0403 | --> 0403 | --> 0403 | --> 0403 | --> 0403 | --> 0403 | --> 0403 | --> 0403 | --> 0403
| LBC | MODS-SX | MODS-DX | AGW-RFBG | LUCIFER | LBTI | Pepsi | Pepsi | LINC-NIRVANA | LINC-NIRVANA
|  | LBC-SX Net | LBC-DX Net | AGW-LFBG |  |  |  | LINC-NIRVANA
LIU-0210
| Location | Level-2 | CRB-Rack13
| LIU | Rack mount | 12x6 LC
| Description | Connection point for 144 fibers to level-4, multi-mode
Provides connection point for instrument private and public fibers to CRB where most instrument computers reside
| Rear Conn | FC-12-144 | B1-12 | -> LIU-0403, B1-12, Level-4 NetCab
Issues
1 | NT = Not Terminated 0210-1: If Pepsi is using 3750 in ULTH there will be no Pepsi connections in 0210
2 | NT = Not Terminated 0210-1: If Pepsi is not here should all of LN be shifted to the left?
| Level-2 | CRB | LIU-0211 | Rack13
Blade | 0211-1 | 0211-2 | 0211-3 | 0211-4 | 0211-5 | 0211-6 | 0211-7 | 0211-8 | 0211-9 | 0211-10 | 0211-11 | 0211-12
Conn | LC | LC | LC | LC | LC | LC | Empty | Empty | ST | ST | ST | ST
1 | Level-2 0211-1: Switch-CRB-R9 CRB-SW0207-P21; CRB 0211-2: LBTI NOMIC; LIU-0211 0211-3: Luci-SX Net-ce0; Rack13 0211-4: Luci-SX Ge0; Rack13 0211-5: Luci-DX Net-ce0; Rack13 0211-6: LBC-SX Blue Sci CCD | 1
2 | Level-2 0211-1: Switch-CRB-R9 CRB-SW0207-P22; CRB 0211-2: LBTI LMIRCAM; LIU-0211 0211-3: " "; Rack13 0211-4: " "; Rack13 0211-5: Lucifer-DX ge1; Rack13 0211-6: LBC-SX Blue Tech CCD | 2
3 | Level-2 0211-1: MODS-SX Red CCD; CRB 0211-2: LBTI SXWFS; LIU-0211 0211-3: Luci-SX Data 3,4; Rack13 0211-5: Lucifer-DX CH0; Rack13 0211-6: LBC-SX Blue Profibus | 3
4 | Level-2 0211-1: MODS-SX Blue CCD; CRB 0211-2: LBTI DXWFS; LIU-0211 0211-3: " "; Rack13 0211-5: Lucifer-DX CH1; Rack13 0211-6: LBC-DX Red Sci CCD | 4
5 | Level-2 0211-1: Switch-CRB-R11 CRB-SW0208-P23; CRB 0211-2: Switch-CRB-R12 LBTI; LIU-0211 0211-3: Luci-SX Data 5,6; Rack13 0211-5: MODS-DX Red CCD; Rack13 0211-6: LBC-DX Red Tech CCD | 5
6 | Level-2 0211-1: Switch-CRB-R11 CRB-SW0208-P24; CRB 0211-2: Pepsi-Bridge; LIU-0211 0211-3: " "; Rack13 0211-5: MODS-DX Blue CCD; Rack13 0211-6: LBC-DX Red Profibus | 6
|  | LBTI | Luci-SX | Luci-SX | Luci-DX | LBC
LIU-0211
| Location | Level-2 | CRB-Rack13
| LIU | Rack mount | 12x6 | LC (B1-2,5-6) | ST (B3-4,9-12)
| Description | Provides connection point for instrument computers and switches in CRB
| Rear Conn | jumper fibers | B1-2 | -> to MODS instrument computers and switches in CRB
|  | jumper fibers | B3-4 | -> to Luci-SX instrument computers
|  | jumper fibers | B5 | -> to Luci-DX instrument computers
|  | jumper fibers | B6 | -> to LBCi-SX and DX instrument computers
Issues
1 | Level-2 0211-1: Eliminate ST blades if possible
| Level-2 | CRB | LIU-0212 | Rack13
Blade | 0212-1 | 0212-2 | 0212-3 | 0212-4 | 0212-5 | 0212-6 | 0212-7 | 0212-8 | 0212-9 | 0212-10 | 0212-11 | 0212-12
Conn | LC | LC | LC | LC | LC | LC | LC | LC | Empty | Empty | to Clean Room | to Clean Room
1 |  |  | -> CRA | -> CRA | -> CRA | Switch-CRB-R12 LBTI | LBC-SX Blue Net | CRB-SW0207-P22 |  |  | LFBG/RFBG AGw Guider AzCamG | LuciSX GE0 - LuciDX GE1 Cleanroom 7 | 1
2 |  |  | -> CRA | -> CRA | -> CRA | -> CRA | LBC-DX Red Net | CRB-SW0207-P21 |  |  | LFBG/RFBG AGw Wavefront AzCamW | -> CRA->clean rm | 2
3 |  |  | -> CRA | -> CRA | -> CRA | Luci2-DX Net-ce0 | Luci-SX-Net-ce0 | Pepsi CRB-SW0208-P23 |  |  | -> CRA->clean rm | -> CRA->clean rm | 3
4 | LIU-0212 0212-3: -> CRA; Rack13 0212-4: -> CRA; Rack13 0212-5: -> CRA; Rack13 0212-7: MODS-SX InstrNet; Rack13 0212-8: Pepsi CRB-SW0208-P24; Rack13 0212-11: LuciSX Data 3,4 Luci-DX-CH0 Cleanroom4; Rack13 0212-12: -> CRA->clean rm | 4
5 |  |  | -> CRA | -> CRA | -> CRA | Argos Laser E-Stop | Argos CRB-R14Sw1 | CRB-R13 SW0202-A-P1 |  |  | LuciSX Data 5,6 Luci-DX-CH0 Cleanroom5 | -> CRA->clean rm | 5
6 |  |  | -> CRA | -> CRA | -> CRA | Pepsi Bridge to sw0204#3 | Argos CRB-R14Sw2 | CRB-R13 SW0202-B-P1 |  |  | #6 bad fiber Cleanroom 6 | -> CRA->clean rm | 6
|  |  | -> CRA | -> CRA | -> CRA | -> CRA | -> CRA | -> CRA |  |  | to Clean Room | to Clean Room
LIU-0212
| Location | Level-2 | CRB-Rack13
| LIU | Rack mount | 12x6 LC
| Description | Connection point from CRB and CRA
Connection point from CRB through CRA to clean room (117)
| Rear Conn | FC-38-24 | B3-4 | -> LIU-0205, B3-4, CRA
|  | FC-39-24 | B5-6 | -> LIU-0205, B5-6, CRA
|  | FC-41-24 | B7-8 | -> LIU-0205, B7-8, CRA
|  | FC-42-24 | B11-12 | -> LIU-0203, B1-2, CRA
Issues
1 | Level-2 0212-1: ? Add another 24 strand FC from blades 9-10 to CRA-0203 to give additional connections to the clean room from CRB - ONLY if LN is approved
| Level-2 | CRB-Pepsi | LIU-0214 | CRB-R11
LIU-0214
[8 empty] | Location | Level-2 | CRB-Rack11
[8 empty] | LIU | Rack mount | 3x1 LC
| Blade | 0214-1 |  | 0214-2 |  | 0214-3 |  | Description | Connection point that connects to Pepsi pier LIU
| Conn | LC |  | LC |  | Empty |  |  | 24 fibers have been terminated
| 1 | Pepsi Bridge to SW0204#3 port11 |  | NC |  | NT |  |  | 12 additional fibers can still be terminated
| 2 | BAD |  | NC |  | NT
| 3 | Pepsi AzCam-Red |  | NC |  | NT |  | Rear Conn | FC-14-36 | B1-2 | -> LIU-0220, B1-2, Pier
| 4 | Pepsi AzCam-Blue |  | NC |  | NT |  |  |  | B3 | Not terminated
| 5 | BAD |  | NC |  | NT
| 6 | NC |  | NC |  | NT |  | Issues
| Back | -->0220-1 |  | -->0220-2 |  |  |  | 1 | check high loss connections: aqua-bundle 1, blade 1-6
[8 empty] | 2 | check high loss connections: green and brown-bundle 2, blade 2-2
| NT = Not Terminated | [6 empty] | 3 | terminate remaining fibers
NC = No Connection
| Level-2 | Pier | LIU-0220 | Wall Mount
|  |  | Blade | 0220-1 | 0220-2
|  |  | Conn | LC | LC
|  |  | 1 | Pepsi-Bridge to sw0204#3 p11 | NC |  | LIU-0220
|  |  | 2 | BAD | NC |  | Location | Level-2 | Pier
|  |  | 3 | Pepsi AzCam-Red | NC |  | LIU | Wall mount | 2 x 2 x 6 | LC
|  |  | 4 | Pepsi AzCam-Blue | NC
|  |  | 5 | BAD | NC |  | Description | Connection point from CRB, Pepsi rack
|  |  | 6 | NC | NC |  |  | 24 fibers out of 36 terminated
|  |  | Back | -->0214 | -->0214
[7 empty] | Rear Conn | FC-14-36 | B1-3 | -> LIU-0214, B1-3, CRB-R11
|  |  | Blade | 0220-3 | 0220-4
|  |  | Conn | LC | LC |  | Issues
|  |  | 1 | NT | NT |  | 1 | check high loss fibers, see 0214
|  |  | 2 | NT | NT |  | 2 | terminate remaining fibers, bundle-3
|  |  | 3 | NT | NT
|  |  | 4 | NT | NT
|  |  | 5 | NT | NT
|  |  | 6 | NT | NT
|  |  | Back | -->0214 | -->0214

## Level-3
ERPLC | LIU-0301
| Blade | 0301
| Conn | ST
| 0301-1 | DIN Module 2S7
| 0301-2 | DIN Module 2H7 |  | Location | Level-3 | ERPLC
| 0301-3 |  |  | LIU | 1 x 8 ST
| 0301-4 | Rx |  | Description | Connection point from ERPLC to level-4
| 0301-5 | Unk
| 0301-6 | Unk |  | Rear Conn | FC-6-8 | -> LIU-0402L
| 0301-7 | Unk
| 0301-8 | Unk |  | 1 | determine what the connections are
| Back | --> 0402L |  | 2 | determine where these terminat in 0402L
|  |  |  | 3 | Label the fibers
ERPLC | LIU-0302
| Blade | 0302
| Conn | ST
| 0302-1 | MC 03U-ERPLC-01 | Media Conv | Location | Level-3 | ERPLC
| 0302-2 | MC 03U-ERPLC-01 | Media Conv | LIU | 1 x 8 | ST Blades
| 0302-3 |  |  | Description | Connection point from ERPLC to level-4
0302-4
| 0302-5 |  |  | Rear Conn | FC-6A-8 | -> LIU-0402L
0302-6
| 0302-7 | AF??? Box | Fiber Conv. Box | Issues
| 0302-8 | AF??? Box | Fiber Conv. Box | 1 | determine what the connections are
| Back | --> 0402L |  | 2 | determine where these terminat in 0402L
|  |  |  | 3 | Label the fibers
LIU-0301 <-> LIU-0402L FC-6-8
LIU-0301 ERPLC Cabinet (between Bogie C-A)
FC-06-8
LIU-0302 <-> LIU-0402L FC-6A-8
LIU-0302 ERPLC Cabinet (between C-A)
FC-6A-8
Wall Mount 1x8
1
2
3
4
5
6
7
8
Wall Mount 1x8
1
2
3
4
5
6
7
8

## Level-4
| Level-4 | LIU-0401U | HBS-RIO
| Level-4 | LIU-0401U | Rittal Enclosure
Blade | Front 0401U-1 | Front 0401U-2 | Front 0401U-3 | Front 0401U-4 | Front 0401U-5 | Front 0401U-6 | Front 0401U-7 | Front 0401U-8 | Front 0401U-9 | Front 0401U-10 | Front 0401U-11 | Front 0401U-12
Conn | ST | ST | ST | ST | ST | ST | ST | ST | ST | ST | ST | ST
1,2 | Switch ULTH-SW0601-B | Switch ULTH-SW0601-A | ERPLC Cable # 53, 54 | Cable # 49, 50 | IAS ULTH CP0402PLC |  | RFBG AGw WFS Net | Argos CRE-DX-Sw1 | M2 SX Umac |  |  | MAT Net | 1,2
3,4 | Switch 06-LLTH-SW04 | Switch 06-LRTH-SW05 | URTH | ELRIO |  | LFBG Agw#1 E-Box | AO DX AdSec Net-1 | Argos CRE-DX-Sw2 | 3D-Wind SX Net |  |  | LFBG AGw WFS Net | 3,4
5,6 | Switch 06-LLTH-SW03 | Switch 06-LRTH-SW06 | 5: El at Z 6: NC |  |  | AO-SX AdSec Net-1 | RFBG AGw #2 E-Box |  | DIMM Net |  | 3D-Wind DX Network |  | 5,6
Back | --> 0601 | --> 0601 | --> 0601 | --> 0601 | --> 0601 | --> 0601 | --> 0601 | --> 0601 | --> 0601 | --> 0601 | --> 0601 | --> 0601
| LIU-0401U | (upper)
| Location | Level-4 | HBS-RIO Enclosure
| LIU | Rack mount | 12 x 6 ST
| Description | 0401 consist of 2 - 12x6 LIU's coupled together. They are labeled as 0401L (lower) and 0401U (upper)
The back of this LIU is the terminus for a 72 strand fiber to the ULTH
This provides a connection pointto the ULTH
| Rear Conn | FC-2-72 | B1-12 | -> LIU-0601, B1-12, ULTH
Issues
1 | Map the engineering (red) connections
2
| Level-4 | LIU-0401L | Rittal HBS-RIO Enclosure
Blade | Front 0401L-1 | Front 0401L-2 | Front 0401L-3 | Front 0401L-4 | Front 0401L-5 | Front 0401L-6 | Front 0401L-7 | Front 0401L-8 | Front 0401L-9 | Front 0401L-10 | Front 0401L-11 | Front 0401L-12
Conn | ST | ST | ST | ST | ST | ST | ST | ST | ST | ST | ST | ST
1,2 | Switch ULTH-SW0601-B | Switch ULTH-SW0601-A | ERPLC Cable # 53, 54 | Cable #45, 46 | Switch AuxCtrl-Sw01-PX | Weather MAWS Front | RFBG AGw WFS Net | Argos CRE-DX Sw1 | M2 SX Umac |  | Switch AuxCtrl-Sw01-PX | MAT Net | 1,2
3,4 | Switch 06-LLTH-SW04 | Switch 06-LRTH-SW05 | Switch 04-NetCab-SW01 |  | Switch 04-NetCab-Sw02 | LFBG Agw#1 E-Box | AO DX AdSec Net-1 | Argos CRE-DX2 Sw2 | 3D-Wind SX Net |  | Switch AuxWall-Sw03 | LFBG AGw WFS Net | 3,4
5,6 | Switch 06-LLTH-SW03 | Switch 06-LRTH-SW06 | Weather MAWS Rear | Switch AuxWall-Sw03 | 3D-Wind DX Network | AO-SX AdSec Net-1 | RFBG AGw #2 E-Box | Argos Laser E-Stop | DIMM Net | IAS L6 - Clean Room | 5: GPS-Spr 6: Bldg Alarm L4 | Switch 10-Sw1 | 5,6
Back | --> CRA 0201 | --> CRA 0201 | --> CRA 0201 | --> CRA 0201 | --> CRA 0201 | --> CRA 0201 | --> CRA 0201 | --> CRA 0201 | --> CRA 0201 | --> CRA 0201 | --> CRA 0201 | --> CRA 0201
| LIU-0401L | (lower)
| Location | Level-4 | HBS-RIO Enclosure
| LIU | Rack mount | 12x6 ST
| Description | 0401 consist of 2 - 12x6 LIU's coupled together. They are labeled as 0401L (lower) and 0401U (upper)
The back of this LIU is the terminus for a 72 strand fiber to CRA (0201)
This provides a connection point to CRA and is the primary path for telescope connections (level-6) to CRA
| Rear Conn | FC-1-72 | B1-12 | -> LIU-0201, B1-12, CRA
Issues
1 | Map the engineering, unknown, (red) connections
2
| Level-4 | LIU-0402U | Rittal HBS-RIO Enclosure
Blade | Front 0402U-1 | Front 0402U-2 | Front 0402U-3 | Front 0402U-4 | Front 0402U-5 | Front 0402U-6 | Front 0402U-7 | Front 0402U-8 | Front 0402U-9 | Front 0402U-10 | Front 0402U-11 | Front 0402U-12
Conn | ST | ST | ST | ST | ST | ST | ST | ST | ST | ST | ST | ST
1,2 | Switch AuxCtrl-Sw01-PX | Cable # 7, 8 | Cable # 53, 54 | Cable # 45, 46 | Cable # 49, 50 | Weather MAWS Front | [6 empty] | 1,2
3,4 | Cable # 5, 6 | Cable # 9, 10 | Weather MAWS Rear | Switch AuxWall-Sw03-23 | Cable # ??, ?? | [7 empty] | 3,4
5,6 | Cable # 11, 12 | Cable # ??, ?? | Switch AuxCtrl-Sw01-PX | Switch AuxWall-Sw03-24 | Cable # ??, ?? | Switch 10-Sw1 |  |  |  |  | 5: GPS-Spr |  | 5,6
Back | --> AuxCR 0501 | --> AuxCR 0501 | --> AuxCR 0501 | --> AuxCR 0501 | --> AuxCR 0501 | --> AuxCR 0501 | --> AuxCR 0501 | --> AuxCR 0501 | --> AuxCR 0501 | --> AuxCR 0501 | --> AuxCR 0501 | --> AuxCR 0501
| LIU-0402U | (upper)
| Location | Level-4 | HBS-RIO Enclosure
| LIU | Rack mount | 12x6 ST
| Description | 0402 consist of 2 - 12x6 LIU's coupled together. They are labeled as 0402L (lower) and 0402U (upper)
The back of this LIU is the terminus for a 72 strand fiber to the Aux. Control room on level-5
This provides a connection point to the Aux. control room.
| Rear Conn | FC-4-72 | B1-12 | -> LIU-0501, B1-12, Aux Control Room
Issues
1 | Map the engineering, unknown, (red) connections
2
| Level-4 | LIU-0402L | Rittal Enclosure
Blade | Front 0402L-1 | Front 0402L-2 | Front 0402L-3 | Front 0402L-4 | Front 0402L-5 | Front 0402L-6 | Front 0402L-7 | Front 0402L-8 | Front 0402L-9 | Front 0402L-10 | Front 0402L-11 | Front 0402L-12
Conn | ST | ST | ST | ST | ST | ST | ST | ST | ST | ST | ST | ST
1,2 | [12 empty] | 1,2
3,4 | [12 empty] | 3,4
5,6 | [12 empty] | 5,6
Back | [5 empty] | Empty | Empty | Empty | Empty | Empty | Empty | Empty
| LIU-0402L | (lower)
| Location | Level-4 | HB-RIO Enclosure
| LIU | Rack mount | 12x6 ST
| Description | Provides a landing for trunk fibers to the ERPLC cabinet and to the PVT box
| Rear Conn | FC-6-8 | Bn-m | -> LIU-0301, ER-PLC
|  | FC-6A-8 | Bn-m | -> LIU-0302, ER-PLC
|  | FC-9-6 | Bn-m | -> LIU-4501, PVT Box
Issues
1 | Map the trunk fibers
2 | map the front patch fibers
| Level-4 | LIU-0403 | Hoffman Network Cabinet
Blade | 0403-1 | 0403-2 | 0403-3 | 0403-4 | 0403-5 | 0403-6 | 0403-7 | 0403-8 | 0403-9 | 0403-10 | 0403-11 | 0403-12
1 | LBC-SX Blue Profibus | MODS-SX Agw-G | MODS-DX Agw-G | RFBG AGw AzCamG | Lucifer-SX ge0 | LBTI NOMIC | Pepsi-AGw4-LDG | Pepsi Polarimeter: SX | LN D: BCU-TipTilt | LN J: DM |  |  | 1
2 | LBC-SX Blue Sci CCD | MODS-SX AGw-W | MODS-DX AGw-W | RFBG AGw AzCamW | Lucifer-SX Data 3,4 | LBTI MIRCAM | Pepsi-AGw3-LDG | Pepsi Polarimeter: DX | LN E: FFT-ROE | LN K: PAC-CCD |  |  | 2
3 | LBC-SX Blue Tech CCD | MODS-SX Blue CCD | MODS-DX Blue CCD | LFBG AGw AzCamG | Lucifer-SX Data 5,6 | LBTI SXWFS | Pepsi-PFU-SX |  | LN F: NIR-ROE | LN L: HWS-CCD |  |  | 3
4 | LBC-DX Red Profibus | MODS-SX Red CCD | MODS-DX Red CCD | LFBG AGw AzCamW | Lucifer-DX ge1 | LBTI DXWFS | Pepsi-PFU-DX | LN A: DM | LN G: 3Layer-MCAO ASM BCU | LN M: BCU-TipTilt |  |  | 4
5 | Level-4 0403-1: LBC-DX Red Sci CCD; LIU-0403 0403-2: MODS-SX InstrNet; Hoffman Network Cabinet 0403-5: Lucifer-DX CH0; Hoffman Network Cabinet 0403-7: Pepsi-AGw7; Hoffman Network Cabinet 0403-8: LN B: PAC-CCD; Hoffman Network Cabinet 0403-9: LN H: 3Layer-MCAO ASM BCU; Hoffman Network Cabinet 0403-10: LN N: 3Layer-MCAO ASM BCU | 5
6 | LBC-DX Red Tech CCD | LBC-SX Blue Net | LBC-DX Red Net |  | Lucifer-DX CH1 |  | Pepsi-AGw8 | LN C: HWS-CCD | LN I: PIM | LN O: 3Layer-MCAO ASM BCU |  |  | 6
Back | --> 0210 | --> 0210 | --> 0210 | --> 0210 | --> 0210 | --> 0210 | --> 0210 | --> 0210 | --> 0210 | --> 0210 | --> 0210 | --> 0210
LIU-0403
| Location | Level-4 | Network Cabinet
| LIU | Rack mount | 12x6 LC
| Description | Landing point for trunk fiber, 144 strand, to CRB
This is a primary path for connections between the ULTH and CRB
This is used primarily for instrument fiber connections
There is a one-to-one patching of fibers between 0403 and 0404
| Rear Conn | FC-12-144 | B1-12 | -> LIU-0210, CRB
Issues
1 | Level-4 0403-1: If Pepsi is using 3750 in ULTH there will be no Pepsi connections in 0403
2 | Level-4 0403-1: If Pepsi is not here should all of LN be shifted to the left?
| Level-4 | LIU-0404 | Hoffman Network Cabinet
Blade | 0404-1 | 0404-2 | 0404-3 | 0404-4 | 0404-5 | 0404-6 | 0404-7 | 0404-8 | 0404-9 | 0404-10 | 0404-11 | 0404-12
Conn | bar: Level-4 0404-1 to Hoffman Network Cabinet 0404-12
1 | LBC-SX Blue Profibus | MODS-SX Agw-G | MODS-DX Agw-G | RFBG AGw AzCamG | Lucifer-SX ge0 | LBTI NOMIC | Pepsi-AGw4-LDG | Pepsi Polarimeter: SX | LN D: BCU-TipTilt | LN J: DM |  |  | 1
2 | LBC-SX Blue Sci CCD | MODS-SX AGw-W | MODS-DX AGw-W | RFBG AGw AzCamW | Lucifer-SX Data 3,4 | LBTI MIRCAM | Pepsi-AGw3-LDG | Pepsi Polarimeter: DX | LN E: FFT-ROE | LN K: PAC-CCD |  |  | 2
3 | LBC-SX Blue Tech CCD | MODS-SX Blue CCD | MODS-DX Blue CCD | LFBG AGw AzCamG | Lucifer-SX Data 5,6 | LBTI SXWFS | Pepsi-PFU-SX |  | LN F: NIR-ROE | LN L: HWS-CCD |  |  | 3
4 | LBC-DX Red Profibus | MODS-SX Red CCD | MODS-DX Red CCD | LFBG AGw AzCamW | Lucifer-DX ge1 | LBTI DXWFS | Pepsi-PFU-DX | LN A: DM | LN G: 3Layer-MCAO ASM BCU | LN M: BCU-TipTilt |  |  | 4
5 | Level-4 0404-1: LBC-DX Red Sci CCD; LIU-0404 0404-2: MODS-SX InstrNet; Hoffman Network Cabinet 0404-5: Lucifer-DX CH0; Hoffman Network Cabinet 0404-7: Pepsi-AGw7; Hoffman Network Cabinet 0404-8: LN B: PAC-CCD; Hoffman Network Cabinet 0404-9: LN H: 3Layer-MCAO ASM BCU; Hoffman Network Cabinet 0404-10: LN N: 3Layer-MCAO ASM BCU | 5
6 | LBC-DX Red Tech CCD | LBC-SX Blue Net | LBC-DX Red Net |  | Lucifer-DX CH1 |  | Pepsi-AGw8 | LN C: HWS-CCD | LN I: PIM | LN O: 3Layer-MCAO ASM BCU |  |  | 6
Back | --> 0603 | --> 0603 | --> 0603 | --> 0603 | --> 0603 | --> 0603 | --> 0603 | --> 0603 | --> 0603 | --> 0603 | --> 0603 | --> 0603
LIU-0404
| Location | Level-4 | Network Cabinet
| LIU | Rack mount | 12x6 LC
| Description | Landing point for trunk fiber, 144 strand, to ULTH
This is a primary path for connections between the ULTH and CRB
This is used primarily for instrument fiber connections
There is a one-to-one patching of fibers between 0403 and 0404
| Rear Conn | FC-13-144 | B1-12 | -> LIU-0603, ULTH
Issues
1 | Level-4 0404-1: If Pepsi is using 3750 in ULTH there will be no connections in 0404
2 | Level-4 0404-1: If Pepsi is not here should all of LN be shifted to the left?

## Level-5
Level-5 | Aux Control Rm | LIU-0501
|  | LIU-0501 | ST Conn 1,2 | ST Conn 3,4 | ST Conn 5,6 |  | LIU-0501 | Wall Mount | Aux CtrlRm
|  | Blade 0501-1 | AuxCtrl Sw01-PX | Cable #5, 6 | Cable #11, 12 |  | Location | Level-5 | Aux Control Room
|  | 0501-2 | Cable #7, 8 | Cable #9, 10 | Cable #??, ?? |  | LIU | Wall mont | 12x6 ST
|  | 0501-3 | Cable #53, 54 | Weather MAWS Rear | AuxCtrl Sw01-PX
|  | 0501-4 | Cable #45, 46 | Switch AuxWall-Sw03 | AuxWall Sw03 |  | Description | Connection point from Aux CR to level-4
|  | 0501-5 | Cable #49, 50 | Cable #??, ?? | Cable #??, ??
|  | 0501-6 | Weather MAWS Front |  | Switch 10-Sw1 |  | Rear Conn | FC-4-72 | B1-12 | -> LIU-0402U, Level-4 HBS/RIO Cabinet
0501-7
|  | 0501-8 |  |  |  |  | Issues
|  | 0501-9 |  |  |  |  | 1 | verify all "red" connections
0501-10
|  | 0501-11 |  |  | GPS-Spr #5
0501-12
|  | Back | --> 0402U | --> 0402U | --> 0402U
Level-5 | Aux Control Rm | LIU-0502
|  | LIU-0502 | ST Conn 1,2 | ST Conn 3,4 | ST Conn 5,6 |  | LIU-0502 | Wall Mount | Aux CtrlRm
|  | Blade 0502-1 |  |  |  |  | Location | Aux Control Room | Wall
|  | 0502-2 |  |  |  |  | LIU | Wall mount | 12x6 ST
0502-3
|  | 0502-4 |  |  |  |  | Description | Connection point in Aux CR to remote AZ-IO Box
0502-5
|  | 0502-6 |  |  |  |  | Rear Conn | FC-3-72 | B1-12 | -> LIU-0504, Level-4 AZ Remote I/O Box
0502-7
|  | 0502-8 |  |  |  |  | Issues
|  | 0502-9 |  |  |  |  | 1 | Determine if this is used
|  | 0502-10 |  |  |  |  | 2 | if there are any connections, map connections
0502-11
0502-12
|  | Back | --> 0504 | --> 0504 | --> 0504
LIU-0503 | Wall Mount | Aux CtrlRm
|  | Blade | 0503-1 | 0503-2 |  | LIU-0503 | Wall Mount | Aux CtrlRm
|  | Conn | ST | ST |  | Location | Level-5 | Aux Control Room
|  | 0503-1 | Switch 10-Sw1 | Switch 10-Sw1 |  | LIU | Wall mount | 2x6 ST Blades
0503-2
|  | 0503-3 |  | Weather MAWS Rear |  | Description | Connection point from Aux CR to level-10
|  | 0503-4 |  | Weather MAWS Rear
|  | 0503-5 |  | Weather MAWS Front |  | Rear Conn | FC-7-12 | B1-2 | -> Level-10
|  | 0503-6 | GPS - L10 | Weather MAWS Front |  |  | FC-8-2 | B1-6, 2-6 | -> Level-10 | GPS-SM
|  | Back | --> 1001 | --> 1001
Issues
[6 empty] | 1 | Is the GPS fiber realy single-mode?
Level-5 | Az I/O Box | LIU-0504
|  | LIU-0504 | ST Conn 1,2 | ST Conn 3,4 | ST Conn 5,6 |  | LIU-0504 | Wall Mount | AZ Remote I/O Box
|  | Blade 0504-1 |  |  |  |  | Location | Aux Control Room | Wall
|  | 0504-2 |  |  |  |  | LIU | Wall mount | 12x6 ST
0504-3
|  | 0504-4 |  |  |  |  | Description | Connection point to Aux CR
0504-5
0504-6
|  | 0504-7 |  |  |  |  | Rear Conn | FC-3-72 | B1-12 | -> LIU-0502, Level-4 Aux Control Room
0504-8
|  | 0504-9 |  |  |  |  | Issues
|  | 0504-10 |  |  |  |  | 1 | Where is this LIU?
|  | 0504-11 |  |  |  |  | 2 | Map all connections
0504-12
|  | Back | --> 0502 | --> 0502 | --> 0502

## Level-6
| Level-6 | LIU-0600 | ULTH | Single-mode LIU
Blade | Front 0600-1 | Front 0600-2 | Front 0600-3 | Front 0600-4 | Front 0600-5 | Front 0600-6 | Front 0600-7 | Front 0600-8 | Front 0600-9 | Front 0600-10 | Front 0600-11 | Front 0600-12
Conn | LC-SM | LC-SM | LC-SM | LC-SM | LC-SM | LC-SM |  | Planned | Planned | Empty | Empty | Empty
1 | Switch 10G ULTH-SW0601-A | NC | NC | NT | NT | NT | Argos LSP-SX-Sw1 | LN-SX Net-1 |  |  |  |  | 1
2 | Switch 10G ULTH-SW0601-B | Bad Fiber | NC | NT | NT | NT | Argos LSP-SX-Sw2 | LN-SX Net-Spr1 |  |  |  |  | 2
3 | Argos LSP-SX-Sw1 | NC | LN-SX Net-1 | NT | NT | NT | Argos LSP-SX-Sw Spare | LN-SX Net-2L |  |  |  |  | 3
4 | Argos LSP-SX-Sw2 | NC | LN-SX Net-2L | NT | NT | NT | Argos LSP-DX-Sw1 | LN-SX Net-Spr2 |  |  |  |  | 4
5 | Argos LSP-DX-Sw1 | Switch ULTH Sw0607-1 | LN-DX Net-3 | NT | NT | NT | Argos LSP-DX-Sw2 | LN-DX Net-3 | LN-DX Net-2R |  |  |  | 5
6 | Argos LSP-DX-Sw2 | Switch ULTH Sw0607-2 | LN-DX Net-2R | NT | NT | NT | Argos LSP-DX Sw Spare | LN-DX Net-Spr1 | LN-DX Net-Spr2 |  |  |  | 6
Back | --> 0208 | --> 0208 | --> 0208 |  |  |  | ARGOS | LN Switches | LN Switches
NT = Not Terminated
NC = No Connection
LIU-0600
| Location | Level-6 | ULTH
| LIU | Rack Mount | 12 LC Blades | 6 LC pair / blade | B1-7 LC
B8-12 empty
| Description | Provides single-mode connection point on the telescope
Blades 1 - 6 reserved for single-mode connections to CRA (0208 R1)
Blades 7 - 12 reserved for telescope single-mode connections
Telescope Devices will land in the back of B7-12 and patch in the front to B1-6 to get to CRA (Nexus)
| Rear Conn | FC-100-72 | B1-6 | -> LIU-0208, B1-6 CRA |  | 36 of 72 fibers terminated with LC connectors
|  | FC-101-6 | B7 | -> Argos-LSP-SX
|  | FC-102-6 | B7 | -> Argos-LSP-DX
|  | FC10x-n | B8 | -> LN-SX | Planned
|  | FC10x-n | B8,9 | -> LN-DX | Planned
Issues
P | 1 | 2013-06-20 | LSP SM cable needs to land in the back of the LIU
| Level-6 | LIU-0601 | ULTH
Blade | Front 0601-1 | Front 0601-2 | Front 0601-3 | Front 0601-4 | Front 0601-5 | Front 0601-6 | Front 0601-7 | Front 0601-8 | Front 0601-9 | Front 0601-10 | Front 0601-11 | Front 0601-12
Conn | ST | ST | ST | ST | ST | ST | ST | ST | ST | ST | ST | ST
1,2 | Switch ULTH-SW0601-B | Switch ULTH-SW0601-A | ERPLC Cable # 53, 54 | Cable # 49, 50 | IAS ULTH CP0402PLC |  | RFBG AGw WFS Net | Argos CRE-DX Sw1 | M2 SX Umac |  |  | MAT Net | 1,2
3,4 | Switch 06-LLTH-SW04 | Switch 06-LRTH-SW05 | URTH | ELRIO | SX Rotator Fiber #1 | LFBG Agw#1 E-Box | AO DX AdSec Net-1 | Argos CRE-DX2 Sw2 | 3D-Wind SX Net |  |  | LFBG AGw WFS Net | 3,4
5,6 | Switch 06-LLTH-SW03 | Switch 06-LRTH-SW06 | El at Z #5 only, NC | Unk Conn |  | AO-SX AdSec Net-1 | RFBG AGw #2 E-Box |  | DIMM Net |  | 3D-Wind DX Net |  | 5,6
Back | --> 0401U | --> 0401U | --> 0401U | --> 0401U | --> 0401U | --> 0401U | --> 0401U | --> 0401U | --> 0401U | --> 0401U | --> 0401U | --> 0401U
LIU-0601
| Location | Level-6 | ULTH
| LIU | Rackmount | 12 ST Blades | 3 ST pair / blade | B1-12 ST
| Description | Multi-mode connection between ULTH and level-4, 0401U, in HB/RIO cabinet
The back of this LIU is the terminus for a 72 strand fiber to the Level-4
From level-4, most connections get patched to 0401L and on to 0201 wall LIU in CRA
Most connections are going to switches in CRA
| Rear Conn | FC-2-72 | B1-12 | -> LIU-0401U, B1-12
Issues
| 1 | Engineering connections (red) need to be traced
| 2 | M2 SX Umac may be obsolete
| Level-6 | LIU-0602 | ULTH
Blade | Front 0602-1 | Front 0602-2 | Front 0602-3 | Front 0602-4 | Front 0602-5 | Front 0602-6 | Front 0602-7 | Front 0602-8 | Front 0602-9 | Front 0602-10 | Front 0602-11 | Front 0602-12
Conn | ST | ST | ST | ST | ST | ST | LC | LC | Empty | LC | LC | Empty
1 1a,b | --> LLTH | LBTI-Net-A | AO-SX Trigger | --> LRTH | Pathfinder DX-Fastlink | AO-DX Trigger | Argos CRE-DX Sw1
2 2a,b | --> LLTH | " " | --> LLTH | --> LRTH | " " | --> LRTH | Argos CRE-DX Sw2 | [5 empty] | 1,2
3 3a,b | Switch 06-LLTH-SW04 | LBTI-Net-B | --> LLTH | Switch 06-LRTH-SW05 | Pathfinder Spare1 | --> LRTH | Argos CRE-DX Sw Spr
4 4a,b | " " | " " | --> LLTH | " " | " " | --> LRTH | Argos SX-WFS | Argos DX-WFS |  |  |  |  | 3,4
5 5a,b | Switch 06-LLTH-SW03 | --> LLTH | --> LLTH | Switch 06-LRTH-SW06 | Pathfinder Spare2 | --> LRTH | Argos SX-WFS Spr1 | Argos DX-WFS Spr1
6 6a,b | " " | --> LLTH | --> LLTH | " " | " " | --> LRTH | Argos SX-WFS Spr2 | Argos DX-WFS Spr2 |  |  |  |  | 5,6
Back | --> LLTH | --> LLTH | --> LLTH | --> LRTH | --> LRTH | --> LRTH | --> ArgosCRE-DX -->Argos WFS-SX | --> Argos WFS-SX
LIU-0602
| Location | Level-6 | ULTH
| LIU | Rackmount | 6 ST blades | 3 ST pair / blade | B1-6 ST
|  |  | 6 LC blades | 6 LC pair / blade | B7-8, 10-11 LC
B9, 12 Empty
| Description | B1-3 | Multi-mode connection between ULTH and LLTH
|  | B4-6 | Multi-mode connection between ULTH and LRTH
|  | B7-12 | Connection point for telescope devices
| Rear Conn | FC-24-18 | B1-3 | -> LIU-LLTH, B1-3
|  | FC-25-18 | B4-6 | -> LIU-LRTH, B1-3
|  | FC-43-6 | B7 | -> Argos-CRE
|  | FC-40-18 | B10-11 | -> LRBG | temporary run
|  | FC-45-6 | B5 | -> LIU-LRTH, B2 front
|  | FC-54-6 | B7 | -> Argos-WFS-SX
|  | FC-55-6 | B7 | -> Argos-WFS-DX
Issues
1 | Argos WFS cables not purchased
| Level-6 | LIU-0603 | ULTH
Blade | 0603-1 | 0603-2 | 0603-3 | 0603-4 | 0603-5 | 0603-6 | 0603-7 | 0603-8 | 0603-9 | 0603-10 | 0603-11 | 0603-12
Conn | bar: Level-6 0603-1 to ULTH 0603-12
1 | LBC-SX Blue Profibus | MODS-SX Agw-G | MODS-DX Agw-G | RFBG-AGw AzCamG | Lucifer-SX ge0 | LBTI NOMIC | Pepsi AGw4-LDG | Pepsi Polarimeter: SX | LN D: BCU-TipTilt | LN J: DM |  |  | 1
2 | LBC-SX Blue Sci CCD | MODS-SX AGw-W | MODS-DX AGw-W | RFBG-AGw AzCamW | Lucifer-SX Data 3,4 | LBTI LMIRCAM | Pepsi AGw3-LDG | Pepsi Polarimeter: DX | LN E: FFT-ROE | LN K: PAC-CCD |  |  | 2
3 | LBC-SX Blue Tech CCD | MODS-SX Blue CCD | MODS-DX Blue CCD | LFBG-AGw AzCamG | Lucifer-SX Data 5,6 | LBTI SXWFS | Pepsi PFU-SX |  | LN F: NIR-ROE | LN L: HWS-CCD |  |  | 3
4 | LBC-DX Red Profibus | MODS-SX Red CCD | MODS-DX Red CCD | LFBG-AGw AzCamW | Lucifer-DX ge1 | LBTI DXWFS | Pepsi PFU-DX | LN A: DM | LN G: 3Layer-MCAO ASM BCU | LN M: BCU-TipTilt |  |  | 4
5 | LBC-DX Red Sci CCD | MODS-SX InstrNet | MODS-DX InstrNet |  | Lucifer-DX CH0 |  | Pepsi AGw7 | LN B: PAC-CCD | LN H: 3Layer-MCAO ASM BCU | LN N: 3Layer-MCAO ASM BCU |  |  | 5
6 | LBC-DX Red Tech CCD | LBC-SX Blue Net | LBC-DX Red Net |  | Lucifer-DX CH1 |  | Pepsi AGw8 | LN C: HWS-CCD | LN I: PIM | LN O: 3Layer-MCAO ASM BCU |  |  | 6
Back | --> 0404 | --> 0404 | --> 0404 | --> 0404 | --> 0404 | --> 0404 | --> 0404 | --> 0404 | --> 0404 | --> 0404 | --> 0404 | --> 0404
| LBC | MODS-SX | MODS-DX | AGW-RFBG | LUCIFER | LBTI | Pepsi | Pepsi | LINC-NIRVANA | LINC-NIRVANA
|  | LBC-SX Net | LBC-DX Net | AGW-LFBG |  |  |  | LINC-NIRVANA
LIU-0603
| Location | Level-6 | ULTH
| LIU | Rackmount | 12 LC blades | 6 LC pair/blade | B1-12 LC
| Description | Multi-mode connection point from ULTH trough level-4 to CRB
Telescope Devices will patch in the front
| Rear Conn | FC-13-144 | B1-12 | -> LIU-0404, B1-12
Issues
| 1 | If Pepsi is using 3750 in ULTH there will be no connections in 0603
| 2 | If Pepsi is not here should all of LN be shifted to the left?
| Level-6 | LIU-0604 | ULTH
LIU-0604
Blade | Front 0604-1 | Front 0604-2 | Front 0604-3 | Front 0604-4 | Front 0604-5 | Front 0604-6 | Front 0604-7 | Front 0604-8 | Front 0604-9 | Front 0604-10 | Front 0604-11 | Front 0604-12
Conn | ST | ST | LC | LC | LC | LC | Empty | ST | ST | LC | LC | Empty
1 | MODS-SX InstrNet | MODS-SX Spare | MODS-DX AGw-W | MODS-DX Spare2 | LBC-SX Blue Sci CCD | LBC-DX Red Sci CCD | Lucifer-DX ge1 | Lucifer-SX ge0 | Lucifer-SX Spare1 |  |  | LDG Spr
2 | " " | " " | MODS-DX AGw-G | MODS-DX Spare3 | LBC-SX Blue Tech CCD | LBC-DX Red Tech CCD | Lucifer-DX Spr1 | " " | " " |  |  | LDG Spr
3 | MODS-SX Red CCD | MODS-SX AGw-G | MODS-DX Spare1 | MODS-DX Spare4 | LBC-SX Blue Net | LBC-DX Red Net | Lucifer-DX Spr2 | Lucifer-SX Data 3,4 | Lucifer-SX Spare2 | Pepsi PFU-SX | Pepsi PFU-DX | LDG Spr
4 | " " | " " | MODS-DX Blue CCD | MODS-DX Spare5 | LBC-SX Blue Profibus | LBC-DX Red Profibus | Lucifer-DX CH0 | " " | " " | Pepsi AGw7-SX | Pepsi AGw8-DX | LDG Spr
5 | MODS-SX Blue CCD | MODS-SX AGw-W | MODS-DX Red CCD | MODS-DX Spare6 | LBC-SX Blue Spare | LBC-DX Red Spare | Lucifer-DX CH1 | Lucifer-SX Data 5,6 | Lucifer-SX Spare3 | Pepsi-PFU/Agw7 SX Spare1 | Pepsi-PFU/AGw8 DX Spare1 | LDG Spr
6 | " " | " " | MODS-DX InstrNet | MODS-DX Spare7 |  |  | Lucifer-DX Spr3 | " " | " " | Pepsi-PFU/Agw7 SX Spare2 | Pepsi-PFU/AGw8 DX Spare2 | LDG Spr
Back | LDG | LDG | RDG | RDG | LBC-SX | LBC-DX | LUCI-DX | LUCI-SX | LUCI-SX/DX | Pepsi PFU/Agw7 | Pepsi PFU/Agw8
LIU-0604
| Location | Level-6 | ULTH
| LIU | Rackmount | Combination of ST and LC blades |  | B1-2,8-9 ST
B3-7, 10-12 LC
| Description | Multi-mode connection point for telescope devices
Device fiber cables connect to the back of these blades
Devices get patch in the front to desired path
| Rear Conn | FC-34-24 (12) | B1-2 | -> LDG-ModsSX
|  | FC-35-24 | B3-4 | -> RDG-ModsDX
|  | FC-nn-nn | B5-6 | -> LBC-Blue/Red | User installed FC
|  | FC-50-12 | B7 | -> Lucifer-DX
|  | FC-nn-12 | B8-9 | -> Lucifer-SX
|  | FC-51-8 | B10 | -> Pepsi
|  | FC-52-8 | B11 | -> Pepsi
|  | FC-34-24 (12) | B12 | -> LDG Spr
Issues
| 1 | Run LDG (FC-34-24) 12 spare fibers to 0606 or leave them in 0604-12?
| Level-6 | LIU-0605 | ULTH
Blade | Front 0605-1 | Front 0605-2 | Front 0605-3 | Front 0605-4 | Front 0605-5 | Front 0605-6 | Front 0605-7 | Front 0605-8 | Front 0605-9 | Front 0605-10 | Front 0605-11 | Front 0605-12
Conn | bar: Level-6 0603-1 to ULTH 0603-12
1 | AO--SX AdSec Net-1 | AO--SX Fastlink LBTI | 3D-Wind SX Network | AO-DX AdSec Net-1 | AO-DX Fastlink LBTI | LBTI NOMIC | LBTI Spare-1 | LN A: DM | LN F: NIR-ROE | LN I: PIM | LN N: 3Layer-MCAO ASM BCU
2 | AO--SX AdSec Net-2 | AO--SX Spare-3 | 3D-Wind SX Spare | AO-DX AdSec Net-2 | AO-DX Spare-3 | LBTI LMIRCAM | LBTI Spare-2 | LN B: PAC-CCD | LN G: 3Layer-MCAO ASM BCU | LN J: DM | LN O: 3Layer-MCAO ASM BCU
3 | AO--SX Trigger | AO--SX Fastlink Argos | 3D-Wind DX Network | AO-DX Trigger | AO-DX Fastlink Argos | LBTI SXWFS | LBTI Spare-3 | LN C: HWS-CCD | LN H: 3Layer-MCAO ASM BCU | LN K: PAC-CCD | LN DX-Spr2
4 | AO--SX Spare-1 | AO--SX Spare-4 | 3D-Wind DX Spare | AO-DX Spare-1 | AO-DX Spare-4 | LBTI DXWFS |  | LN D: BCU-TipTilt | LN SX-Fastlink-1 | LN L: HWS-CCD | LN DX-Fastlink-1
5 | AO--SX Fastlink FLAO | AO--SX Fastlink LN1-SX |  | AO-DX Fastlink FLAO | AO-DX Fastlink PF-DX | LBTI Fastlink-SX |  | LN E: FFT-ROE | LN SX-Fastlink-2 | LN M: BCU-TipTilt | LN DX-Fastlink-2
6 | AO--SX Spare-2 | AO--SX Spare-5 |  | AO-DX Spare-2 | AO-DX Spare-5 | LBTI Fastlink-DX |  | LN SX-Spr1 | LN SX-Spr2 | LN DX-Spr1 | LN DX-Spr3
Back | AO#2-SX | AO#2-SX | 3D-Wind | AO#1-DX | AO#1-DX | LBTI | LBTI | LincNirvana | LincNirvana | LincNirvana | LincNirvana
Instrument connection point
LIU-0605
| Location | Level-6 | ULTH
| LIU | Rackmount | 12 LC blades | B1-7 LC
B8-12 Empty
| Description | Multi-mode connection point for telescope devices
Device fiber cables connect to the back of these blades
Devices get patch in the front to desired path
| Rear Conn | FC-20-24 | B1-2 | -> AO-SX
|  | FC-37-4 | B3 | -> 3D-Wind-SX
|  | FC-nn-nn | B3 | -> 3D-Wind-DX
|  | FC-22-8 | B4 | -> AO-DX | Disconnected 7/13
|  | FC-26-2 | B4 | -> AO-DX | Disconnected 7/13
|  | FC-44-24 | B4-5 | -> AO-DX | Conn 7/2013
|  | FC-46-18, B6-7 | B6-7 | -> LBTI
|  | FC-nn-24 | B9-10 | -> LincNirvana-SX
|  | FC-nn-24 | B11-12 | -> LincNirvana-DX
| Level-6 | LIU-0606 | ULTH
Blade | Front 0606-1 | Front 0606-2 | Front 0606-3 | Front 0606-4 | Front 0606-5 | Front 0606-6 | Front 0606-7 | Front 0606-8 | Front 0606-9 | Front 0606-10 | Front 0606-11 | Front 0606-12
Conn | ST | ST | ST | ST | Empty | LC | LC | Empty | Empty | ST | Empty | Empty
1 | Level-6 0603-1: RFBG Fastlink-FLAO; LIU-0603 0603-2: RFBG Wavefront AzCamW; ULTH 0603-3: RFBG E-Box; ULTH 0603-4: RFBG Spare4; ULTH 0603-7: LFBG Guider AzCamG
2 | Level-6 0603-1: " "; LIU-0603 0603-2: " "; ULTH 0603-3: " "; ULTH 0603-4: " "; ULTH 0603-7: LFBG Wavefront AzCamW
3 | Level-6 0603-1: NC; LIU-0603 0603-2: RFBG Guider AzCamG; ULTH 0603-3: RFBG Spare2; ULTH 0603-4: RFBG Spare5; ULTH 0603-7: LFBG E-Box
4 | Level-6 0603-1: NC; LIU-0603 0603-2: " "; ULTH 0603-3: " "; ULTH 0603-4: " "; ULTH 0603-6: LFBG Fastlink FLAO; ULTH 0603-7: LFBG Spare1
5 | Level-6 0603-1: RFBG WFS Net; LIU-0603 0603-2: Bad pair; ULTH 0603-3: RFBG Spare3; ULTH 0603-4: RFBG Spare6; ULTH 0603-6: LFBG Fastlink FLAO; ULTH 0603-7: LFBG Spare2
6 | Level-6 0603-1: " "; LIU-0603 0603-2: Bad pair; ULTH 0603-3: " "; ULTH 0603-4: " "; ULTH 0603-6: LFBG WFS-Net; ULTH 0603-7: LFBG Spare3
Back | Level-6 0603-1: RFBG; LIU-0603 0603-2: RFBG; ULTH 0603-3: RFBG; ULTH 0603-4: RFBG; ULTH 0603-6: LFBG; ULTH 0603-7: LFBG
LIU-0606
| Location | Level-6 | ULTH
| LIU | Rackmount | ST and LC blades | B1-4, 10 ST
B6-7, LC
B5, 8-9, 11-12 empty
| Description | Multi-mode connection point for telescope devices
Device fiber cables connect to the back of these blades
Devices get patch in the front to desired path
| Rear Conn | FC-23-24 | B1-4 | -> RFBG Agw
|  | FC-21-18 | B6-7 | -> LFBG
|  | FC-22-8 | B10 | -> AO-DX
|  | FC-26-2 | B10 | -> AO-DX
| Level-5.5 | LIU-05502 | LLTH |  |  |  | Level-5.5 | LIU-05501 | LRTH
| Connector | 1,2 | 3,4 | 5,6 |  |  | Connector | 1,2 | 3,4 | 5,6
| Blade | ST | ST | ST |  |  | Blade | ST | ST | ST
| LLTH-1 |  | Switch 06-LLTH-SW04 | Switch 06-LLTH-SW03 |  |  | LRTH-1 |  | Switch 06-LRTH-SW05 | Switch 06-LRTH-SW06
| LLTH-2 | LBTI-Net-A | LBTI-Net-B |  |  |  | LRTH-2 | LN-PF-FLAO-DX | LN-PF-DX-Spr1 | LN-PF-DX-Spr2
| LLTH-3 | AO-SX Trigger (1) |  |  |  |  | LRTH-3 | AO-DX Trigger (1)
| Back | ULTH | ULTH | ULTH |  |  | Back | ULTH | ULTH | ULTH
| LIU-LLTH | [5 empty] | LIU-LRTH
| Location | Level-5.5 | LLTH |  |  |  | Location | Level-5.5 | LRTH
| LIU | Rackmount | 3x1 ST blades | B1-3 ST |  |  | LIU | Rackmount | 3x1 ST blades | B1-3 ST
| Description | Multi-mode connection point between ULTH and LLTH |  |  |  |  | Description | Multi-mode connection point between ULTH and LRTH
| Rear Conn | FC-24-18 | B1-3 | -> 0602 ULTH |  |  | Rear Conn | FC-25-18 | B1-3 | -> 0602 ULTH
LIU-LRTH <-> LIU-0602-B4,5,6 FC-25-18
Lower Right Tree House <-> Upper Left Tree House
LIU-LRTH Lower Right Tree House
FC-25-18
1
1
2
3
4
5
6
1
2
2
3
4
5
6
1
3
2
3
4
5
6
LIU-LLTH <-> LIU-0602-B1,2,3 FC-24-18
Lower Left Tree House <-> Upper Left Tree House
LIU-LLTH Lower Left Tree House
FC-24-18
1
1
2
3
4
5
6
1
2
2
3
4
5
6
1
3
2
3
4
5
6

## Level-10
Level-10 | LIU-1001 | Wall Mount
|  |  | Blade | 1001-1 | 1001-2
|  |  | Connector | ST | ST
|  |  | 1001-1 | Switch 10-Sw1 | Switch 10-Sw1
1001-2
|  |  | 1001-3 |  | Weather MAWS Rear | --> WxRear FOSTCDRI Tx | Serial Connection
|  |  | 1001-4 |  | Weather MAWS Rear | --> WxRear FOSTCDRI Rx | Serial Connection
|  |  | 1001-5 |  | Weather MAWS Front | --> WxFront FOSTCDRI Tx | Serial Connection
|  |  | 1001-6 | GPS | Weather MAWS Front | --> WxFront FOSTCDRI Rx | Serial Connection
|  |  | Back | --> 0503 | --> 0503
LIU-1001
| Location | Level-10 | near porch door
| LIU | Wall mount | 2x6 ST
| Description | Connection point to AuxCR
L-10 switch, weather stations and GPS
| Rear Conn | FC-7-12 | B1-2 | -> 0503 Aux CtrlRm
|  | FC-8-2 | B1-6, 2-6 | -> 0503 Aux CtrlRm

## MasterConnList
| Connection Key = LIU-Blade-Port |  | Ex. 0603-3-3 = (LIU 0603) - (Blade 3) - (Port 3 = LC)
Ex. 0604-2-3,4 = (LIU 0604) - (Blade 2) - (Port 3,4 = ST)
| Current | Black = Current |  |  | R-N | Rack number in CRA or CRB
| Planned | Aqua = Planned |  |  | PP | Patch Panel
| Clean Room | Green = path to Clean Room |  |  | # fibers | all are duplex except where noted
| Old | Gray = Old
| Caution | Red = caution
| Temporary | Plum = temp
| Single Mode | Blue = 10 Gb and/or Single Mode
Instrument | Label / Function | LIU Connections | [13 empty] | End Connection | Comments
Instrument End Connection |  | L10 | L6 (ULTH), L55 (LLTH,LRTH), L5 (AuxCtrlRm) LIUs |  |  |  | L4 - HBS/RIO or NetC LIUs |  | L2 - CRA: 0201-0203 (wall), 0205-0208 (rack R1) L2 - CRB: 0210-0212 (rack) R13, 0214 R11, 0220 pier |  |  |  | L1 LIUs |  |  | Description | Description
INSTRUMENTS
ARGOS
CRE DX mm FC-43-6 | CRE-DX-Sw1A 2960G-24TC-L | 1G | 0602-7-1 | 0601-8-1,2 |  |  | 0401U-8-1,2 | 0401L-8-1,2 |  |  | 0201-8-1,2 |  |  |  |  | Nexus-CA-B2-P13 Nexus-2 (13-24) red-black | Argos C-Ring Ext CRE GLC-SX-MM | reversed at Nexus
CRE DX mm FC-43-6 | CRE-DX-Sw1B 2960G-24TC-L | 1G | 0602-7-2 | 0601-8-3,4 |  |  | 0401U-8-3,4 | 0401L-8-3,4 |  |  | 0201-8-3,4 |  |  |  |  | Nexus-CB-B2-P13 Nexus-2 (13-24) yellow-violet | Argos C-Ring Ext CRE GLC-SX-MM | reversed at Nesus
CRE DX mm FC-43-6 | 1G CRE-DX-SwSpare |  | 0602-7-3
LSP-SX SM FC-101-6 | LSP-SX-Sw1A 2960S-48TD-L | 10G | 0600-7-1 | 0600-1-3 | [6 empty] | 0208-1-3 |  |  |  |  | Nexus-CA-B1-P8 LCLC-02008 | Argos Sw-LSP-SX-A SFP-10G-LR
LSP-SX SM FC-101-6 | LSP-SX-Sw1B 2960S-48TD-L | 10G | 0600-7-2 | 0600-1-4 | [6 empty] | 0208-1-4 |  |  |  |  | Nexus-CB-B1-P8 LCLC03007 | Argos Sw-LSP-SX-B SFP-10G-LR
LSP-SX SM FC-101-6 | LSP-SX-SwSpare | 10G | 0600-7-3
LSP-DX SM FC-102-6 | LSP-DX-Sw1A 2960S-48TD-L | 10G | 0600-7-4 | 0600-1-5 | [6 empty] | 0208-1-5 |  |  |  |  | Nexus-CA-B1-P9 LCLC-02009 | Argos Sw-LSP-DX-A SFP-10G-LR
LSP-DX SM FC-102-6 | LSP-DX-Sw1B 2960S-48TD-L | 10G | 0600-7-5 | 0600-1-6 | [6 empty] | 0208-1-6 |  |  |  |  | Nexus-CB-B1-P9 LCLC-03009 | Argos Sw-LSP-DX-B SFP-10G-LR
LSP-DX SM FC-102-6 | LSP-DX-SwSpare | 10G | 0600-7-6
CRB-Sw -- Nexus-SM | Argos-CRB-R14Sw1A 2960S-48 | 10G | [6 empty] | 0212-7-5 |  | 0205-7-5 |  |  |  |  | Nexus-CA-B1-P6 LCLC-02011 | Argos-CRB-R14-10G SFP-10G-LR | working
CRB-Sw -- Nexus-SM | Argos-CRB-R14Sw1B 2960S-48 | 10G | [6 empty] | 0212-7-6 |  | 0205-7-6 |  |  |  |  | Nexus-CB-B1-P6 LCLC-03004 | Argos-CRB-R14-10G SFP-10G-LR | reversed pair
WFS-SX | Argos-WFS-SX Fastlink | 1G | 0602-7-4 | 0605-2-3 | [12 empty] | Argos-WFS-SX Fastlink
WFS-SX | Argos-WFS-SX Spr1 | 1G | 0602-7-5 | [13 empty] | Argos-WFS-SX Spr1
WFS-SX | Argos-WFS-SX Spr2 | 1G | 0602-7-6 | [13 empty] | Argos-WFS-SX Spr2
WFS-DX | Argos-WFS-DX Fastlink | 1G | 0602-8-4 | 0605-5-3 | [12 empty] | Argos-WFS-DX Fastlink
WFS-DX | Argos-WFS-DX Spr1 | 1G | 0602-8-5 | [13 empty] | Argos-WFS-DX Spr1
WFS-DX | Argos-WFS-DX Spr2 | 1G | 0602-8-6 | [13 empty] | Argos-WFS-DX Spr2
Laser E-Stop | Level4 - CRA - CtrlRm | 1G | [5 empty] | 0401L-8-5.6 | 0201-8-5,6 FC red/aqua | 0207-11-5 | 0205-6-5 | 0212-6-5 |  |  |  | <--> Argos Rack-14 CRB 8m LCST | Argos Laser Shutter Stop | tested and verified 9/25/13
LBC-SX Blue
| LBC-Blue-Sci |  | 0604-5-1 | 0603-1-2 |  |  | 0404-1-2 | 0403-1-2 | 0210-1-2 | 0211-6-1 | [5 empty] | CRB-R12-PP19 | LBC Blue Sci (SX) | SC
| LBC-Blue-Tech |  | 0604-5-2 | 0603-1-3 |  |  | 0404-1-3 | 0403-1-3 | 0210-1-3 | 0211-6-2 | [5 empty] | CRB-R12-PP20 | LBC Blue Tech (SX) | SC
192.168.248.26 | LBC-Blue-Net |  | 0604-5-3 | 0603-2-6 |  |  | 0404-2-6 | 0403-2-6 | 0210-2-6 | 0212-7-1 | 0205-7-1 |  |  |  |  | Nexus-CA-B2-P33 | LBC Blue Net-1 (SX) | SC
| LBC-Blue-Profibus |  | 0604-5-4 | 0603-1-1 |  |  | 0404-1-1 | 0403-1-1 | 0210-1-1 | 0211-6-3 | [5 empty] | LBC Blue Profibus | LBC-SX-Profibus | SC
| LBC-Blue-Spare |  | 0604-5-5 | [13 empty] | LBC Blue Spares (SX)
LBC-DX Red
| LBC-Red-Sci |  | 0604-6-1 | 0603-1-5 |  |  | 0404-1-5 | 0403-1-5 | 0210-1-5 | 0211-6-4 | [5 empty] | CRB-R12-PP22 | LBC Red Sci (DX) | SC
| LBC-Red-Tech |  | 0604-6-2 | 0603-1-6 |  |  | 0404-1-6 | 0403-1-6 | 0210-1-6 | 0211-6-5 | [5 empty] | CRB-R12-PP21 | LBC Red Tech (DX) | SC
192.168.248.25 | LBC-Red-Net |  | 0604-6-3 | 0603-3-6 |  |  | 0404-3-6 | 0403-3-6 | 0210-3-6 | 0212-7-2 | 0205-7-2 |  |  |  |  | Nexus-CA-B2-P31 | LBC Red Net-1 (DX) | SC
| LBC-Red-Profibus |  | 0604-6-4 | 0603-1-4 |  |  | 0404-1-4 | 0403-1-4 | 0210-1-4 | 0211-6-6 | [5 empty] | LBC Red Profibus (DX) | LBC-DX-Profibus | SC
| LBC-Red-Spare |  | 0604-6-5 | [13 empty] | LBC Red Spares (DX)
LBTI
Sw in LLTH LBTI rack | LBTI Sw to sw0603 | LLTH | [13 empty] | LBTI-SW to sw0603 | patch fiber across LLTH
FC-46-18 Blue/Orange | NOMIC |  | 0605-6-1 | 0603-6-1 |  |  | 0404-6-1 | 0403-6-1 | 0210-6-1 | 0211-2-1 | [5 empty] | LBTI-NOMIC R12 | NOMIC
green/brown | LMIRCAM |  | 0605-6-2 | 0603-6-2 |  |  | 0404-6-2 | 0403-6-2 | 0210-6-2 | 0211-2-2 | [5 empty] | LBTI-LMIRCAM R12 | LMIRCAM
slate/white | SXWFS |  | 0605-6-3 | 0603-6-3 |  |  | 0404-6-3 | 0403-6-3 | 0210-6-3 | 0211-2-3 | [5 empty] | LBTI-SXWFS | SXWFS
red/black | DXWFS |  | 0605-6-4 | 0603-6-4 |  |  | 0404-6-4 | 0403-6-4 | 0210-6-4 | 0211-2-4 | [5 empty] | LBTI-DXWFS | DXWFS
yellow/violet | Fastlink-SX |  | 0605-6-5 | 0605-2-1 | [11 empty] | Fastlink-SX
rose/aqua | Fastlink-DX |  | 0605-6-6 | 0605-5-1 | [11 empty] | Fastlink-DX
blue/orange | LBTI Spare-1 | NC | 0605-7-1 | [13 empty] | LBTI Spare-1
green/brown | LBTI Spare-2 | NC | 0605-7-2 | [13 empty] | LBTI Spare-2
slate/white | LBTI Spare3 | NC | 0605-7-3 | [13 empty] | LBTI Spare-3
Cat5 to Sw | HKS-Cat5 | [15 empty] | HKS-Cat5
LincNirvana | Planned
LN-SX FC-103-8 | SX Net-1 | SM | 0600-8-1 | 0600-3-3 |  |  |  |  | 0208-3-3 | [7 empty] | LN-2960 to Nexus
| SX Net-Spr1 | SM | 0600-8-2
| SX Net-2L | SM | 0600-8-3 | 0600-3-4 |  |  |  |  | 0208-3-4 | [7 empty] | LN-2960 to Nexus
| SX Net-Spr2 | SM | 0600-8-4
FC-56-24 | A: DM |  | 0605-8-1 | 0603-8-4 |  |  | 0404-8-4 | 0403-8-4 | 0210-8-4
| B: PAC-CCD |  | 0605-8-2 | 0603-8-5 |  |  | 0404-8-5 | 0403-8-5 | 0210-8-5
| C: HWS-CCD |  | 0605-8-3 | 0603-8-6 |  |  | 0404-8-6 | 0403-8-6 | 0210-8-6
| D: BCU-TipTilt |  | 0605-8-4 | 0603-9-1 |  |  | 0404-9-1 | 0403-9-1 | 0210-9-1
| E: FFT-ROE |  | 0605-8-5 | 0603-9-2 |  |  | 0404-9-2 | 0403-9-2 | 0210-9-2
| LN-SX-Spare-1 |  | 0605-8-6
| F: NIR-ROE |  | 0605-9-1 | 0603-9-3 |  |  | 0404-9-3 | 0403-9-3 | 0210-9-3
| G: 3 Layer MCAO ASM BCU |  | 0605-9-2 | 0603-9-4 |  |  | 0404-9-4 | 0403-9-4 | 0210-9-4
| H: 3 Layer MCAO ASM BCU |  | 0605-9-3 | 0603-9-5 |  |  | 0404-9-5 | 0403-9-5 | 0210-9-5
| LN-SX-Fastlink-1 |  | 0605-9-4 | 0605-2-5 | [12 empty] | LN-SX-Fastlink
| LN-SX-Fastlink-2 |  | 0605-9-5
| LN-SX-Spare-2 |  | 0605-9-6
LN-DX FC-104-8 | DX Net-3 | SM | 0600-8-5 | 0600-3-5 |  |  |  |  | 0208-3-5 | [7 empty] | LN-2960 to Nexus
| DX Net-Spr1 | SM | 0600-8-6
| DX Net-2R | SM | 0600-9-5 | 0600-3-6 |  |  |  |  | 0208-3-6 | [7 empty] | LN-2960 to Nexus
| DX Net-Spr2 | SM | 0600-9-6
FC-57-24 | I: PIM |  | 0605-10-1 | 0603-9-6 |  |  | 0404-9-6 | 0403-9-6 | 0210-9-6
| J: DM |  | 0605-10-2 | 0603-10-1 |  |  | 0404-10-1 | 0403-10-1 | 0210-10-1
| K: PAC-CCD |  | 0605-10-3 | 0603-10-2 |  |  | 0404-10-2 | 0403-10-2 | 0210-10-2
| L: HWS-CCD |  | 0605-10-4 | 0603-10-3 |  |  | 0404-10-3 | 0403-10-3 | 0210-10-3
| M: BCU-TipTilt |  | 0605-10-5 | 0603-10-4 |  |  | 0404-10-4 | 0403-10-4 | 0210-10-4
| LN-DX-Spare-1 |  | 0605-10-6
| N: 3 Layer MCAO ASM BCU |  | 0605-11-1 | 0603-10-5 |  |  | 0404-10-5 | 0403-10-5 | 0210-10-5
| O: 3 Layer MCAO ASM BCU |  | 0605-11-2 | 0603-10-6 |  |  | 0404-10-6 | 0403-10-6 | 0210-10-6
| LN-DX-Spare-2 |  | 0605-11-3
| LN-DX-Fastlink-1 |  | 0605-11-4 | 0605-5-5 | [12 empty] | LN-DX-Fastlink
| LN-DX-Fastlink-2 |  | 0605-11-5
| LN-DX-Spare-3 |  | 0605-11-6
Pathfinder DX FC-45-6 (blue-orange) | Fastlink LN |  | LRTH-2-1,2 | 0602-5-1,2 | 0605-5-5 | [10 empty] | Pathfinder (RRBG) DX-Fastlink
green-brown | PF-Spare1 |  | LRTH-2-3,4 | 0602-5-3,4
slate-white | PF-Spare2 |  | LRTH-2-5,6 | 0602-5-5,6
Pathfinder in CleanRm | AO-SX-FLAO1 | [8 empty] | 0212-11-3 | 0203-1-5,6 |  | 0106-1-5,6 |  |  | Pathfinder (clean rm)
LUCIFER_1-SX LFBG ULTH-CRB | FC-nn-12 ST-ST
| Public Network ce0 | [7 empty] | R10-PP24 | 0211-3-1,2 | 0212-7-3 | 0205-7-3 |  |  |  | 3750 CRA SW0204 #4 P1 | Lucifer SX-ce0 Public Net
Luci1 2960 | Private Network ge0 | FC-1,2 | 0604-8-1,2 | [12 empty] | Luci1 -> 3750 ULTH | ULTH-3750 SW0607-P1 | 2013-11-08
CRB to ClRm | Private Network ge0 | [7 empty] | R10-PP23 | 0211-4-1,2 | 0212-11-4 | 0203-2-1,2 red, black | 0106-2-1,2 |  |  | Lucifer SX-Sun ge0 Network | CRB - LgClRm
| Private Data 3,4 | FC-3,4 | 0604-8-3,4 | 0603-5-2 |  |  | 0404-5-2 | 0403-5-2 | 0210-5-2 | 0211-3-3,4 | R10-PP22 |  |  |  |  | Lucifer SX-Data-3,4 | ULTH - CRB
CRB to ClRm | Private Data 3,4 | [8 empty] | 0211-3-3,4 | 0212-11-5 | 0203-2-3,4 yel, violet | 0106-2-3,4 |  |  | Lucifer SX-Data-3,4 | CRB - LgClRm
| Private Data 5,6 | FC-5,6 | 0604-8-5,6 | 0603-5-3 |  |  | 0404-5-3 | 0403-5-3 | 0210-5-3 | 0211-3-5,6 | R10-PP21 |  |  |  |  | Lucifer SX-Data-5,6 | ULTH - CRB
CRB to ClRm | Private Data 5,6 | [8 empty] | 0211-3-5,6 | 0212-11-6 | 0203-2-5,6 rose, aqua | 0106-2-5,6 |  |  | Lucifer SX-Data-5,6 | CRB - LgClRm
| Spare1 | FC-7,8 | 0604-9-1,2
| Spare2 | FC-9,10 | 0604-9-3,4
| Spare3 | FC-11,12 | 0604-9-5,6
LUCIFER_2-DX RFBG | FC-50-12 LC-LC (6), LC-ST(6)
Luci2 2960 Electronics Rack | Public Network ce0 | Cat5 | [6 empty] | R10-PP20 | 0211-5-1 | [5 empty] | Luci-Public Net 3750 (CRB) | SW-0202B-8
blue-orange | Private Network ge1 | LC | 0604-7-1 | 0603-5-4 |  |  | 0404-5-4 | 0403-5-4 | 0210-5-4 | 0211-5-2 | R10-PP19 |  |  |  |  | Lucifer DX-Network | Lucifer-DX ge1
PC (CRB) to ClRm | Private Network ge1 | [8 empty] | 0211-5-2 | 0212-11-4 | 0203-2-1,2 red, black | 0106-2-1,2 |  |  | CRB to ClRm | PC in CRB R10
green-brown | Spare-1 | LC | 0604-7-2
slate-white | Spare-2 | LC | 0604-7-3
red=black | FiberChannel CH0 | ST | 0604-7-4 | 0603-5-5 |  |  | 0404-5-5 | 0403-5-5 | 0210-5-5 | 0211-5-3 | R10-PP18 |  |  |  |  | Lucifer DX-Detector | Luci-DX FiberChannel CH0
Instrument in ClRm PC in CRB-R10 | FiberChannel CH0 | [8 empty] | 0211-5-3 | 0212-11-5 | 0203-2-3,4 yel, violet | 0106-2-3,4 |  |  | CRB to ClRm | PC in CRB R10
yellow-violet | FiberChannel CH1 | ST | 0604-7-5 | 0603-5-6 |  |  | 0404-5-6 | 0403-5-6 | 0210-5-6 | 0211-5-4 | R10-PP17 |  |  |  |  | Lucifer DX-Detector | Luci-DX FiberChannel CH1
Instrument in ClRm PC in CRB-R10 | FiberChannel CH1 | [8 empty] | 0211-5-4 | 0212-11-6 | 0203-2-5,6 rose, aqua | 0106-2-5,6 |  |  | CRB to ClRm | PC in CRB R10
rose-aqua | Spare3 | ST | 0604-7-6
MODS1-SX LDG Agw#5 | FC-34-24 Group1
Red(7), Blue(1) | AGw-W | BL,BR-1 | 0604-2-5,6 | 0603-2-2 |  |  | 0404-2-2 | 0403-2-2 | 0210-2-2 | [6 empty] | MODS SX AGw-W ULTH - CRB | MODS SX AzCamW Pepsi-SX
Black(8), Orange(2) | AGw-G | BL,BR-2 | 0604-2-3,4 | 0603-2-1 |  |  | 0404-2-1 | 0403-2-1 | 0210-2-1 | [6 empty] | MODS SX AGw-G ULTH - CRB | MODS SX AzCamG Pepsi-SX
Green(9), Yellow(3) | Spare1 | BL,BR-3 | 0604-2-1,2 | [12 empty] | MODS SX Spares
Purple(10,Brown(4) | Blue CCD | BL,BR-4 | 0604-1-5,6 | 0603-2-3 |  |  | 0404-2-3 | 0403-2-3 | 0210-2-3 | 0211-1-4 | [5 empty] | MODS SX Red ULTH - CRB | MODS SX Blue
Pink(11), Slate(5) | Red CCD | BL,BR-5 | 0604-1-3,4 | 0603-2-4 |  |  | 0404-2-4 | 0403-2-4 | 0210-2-4 | 0211-1-3 | [5 empty] | MODS SX Red ULTH - CRB | MODS SX Red
Aqua(12), White(6) | InstrNet -> 3750 | BL,BR-6 | 0604-1-1,2 | 0603-2-5 |  |  | 0404-2-5 | 0403-2-5 | 0210-2-5 | 0212-7-4 | 0205-7-4 |  | swap for correct polarity |  |  | 3750 CRA-SW0204 #4 P4 | MODS Sx InstrNet
Blue(1), Orange(2) | Spare2 Pepsi Pol-SX | Pepsi? ST-LC | 0604-12-1 | ULTH-Sw | [12 empty] | Pepsi Pol-SX
Green(3), Brown(4) | Spare3 Pepsi AGw3 | Pepsi? ST-LC | 0604-12-2 | ULTH-Sw | [12 empty] | Pepsi AGw3
Slate(5), White(6) | Spare4 | ST-LC | 0604-12-3
Red(7), Black(8) | Spare5 | ST-LC | 0604-12-4
Yellow(9), Violet(10) | Spare6 | ST-LC | 0604-12-5
Rose(11), Aqua(12) | Spare7 | ST-LC | 0604-12-6
MODS2-DX RDG Agw#6 | FC-35-24 Group1
Red(7), Blue(1) | AGw-W | BL,BR-1 | 0604-3-1 | 0603-3-2 |  |  | 0404-3-2 | 0403-3-2 | 0210-3-2 | [6 empty] | MODS DX AzCamW | MODS DX AzCamW Pepsi-DX
Black(8), Orange(2) | AGw-G | BL,BR-2 | 0604-3-2 | 0603-3-1 |  |  | 0404-3-1 | 0403-3-1 | 0210-3-1 | [6 empty] | MODS DX AzCamG
Green(9), Yellow(3) | Spare1 | BL,BR-3 | 0604-3-3 | [12 empty] | MODS DX Spare | MODS DX AzCamG Pepsi-DX
Purple(10,Brown(4) | Blue CCD | BL,BR-4 | 0604-3-4 | 0603-3-3 |  |  | 0404-3-3 | 0403-3-3 | 0210-3-3 | 0211-5-6 | CRB-R9 |  |  |  |  | MODS DX Blue
Pink(11), Slate(5) | Red CCD | BL,BR-5 | 0604-3-5 | 0603-3-4 |  |  | 0404-3-4 | 0403-3-4 | 0210-3-4 | 0211-5-5 | CRB-R9 |  |  |  |  | MODS DX Red
Aqua(12), White(6) | InstrNet -> 3750 | BL,BR-6 | 0604-3-6 | 0603-3-5 | ULTH-Sw | [10 empty] | 3750 ULTH
Blue(1), Orange(2) | Spare2 Pepsi Pol-DX | Pepsi?? | 0604-4-1 | ULTH-Sw | [12 empty] | Pepsi Pos-DX
Green(3), Brown(4) | Spare3 Pepsi AGw4 | Pepsi?? | 0604-4-2 | ULTH-Sw | [12 empty] | Pepsi AGw4
Slate(5), White(6) | Spare4 |  | 0604-4-3
Red(7), Black(8) | Spare5 |  | 0604-4-4
Yellow(9), Violet(10) | Spare6 |  | 0604-4-5
Rose(11), Aqua(12) | Spare7 |  | 0604-4-6
PEPSI-CRB-R11
2960-1 CRB-R11 | Pepsi-Sw1 0208 | [7 empty] | 0212-8-3 |  | 0205-8-3 |  |  |  |  | Nexus-CA-B2-P8 | Pepsi-CRB-Sw1
2960-2 CRB-R11 | Pepsi-Sw2 0208 | [7 empty] | 0212-8-4 |  | 0205-8-4 |  |  |  |  | Nexus-CB-B2-P8 | Pepsi-CRB-Sw2
Pepsi-Bridge
Level-1 Sw Pier | CRA - 3750 SW0204#3 port11 | [7 empty] | 0220-1-1 | 0214-1-1 -0211-2-6 | 0212-6-6 | 0205-6-6 |  |  |  | CRA- 3750 | Pepsi Bridge Lev-1 Switch
AzCam Red Controller | Pier -> CRB-R11 AzCam Red Server | [7 empty] | 0220-1-3 | 0214-1-3 | [5 empty] | Pepsi AzCam Controller | Pepsi AzCam Server
AzCam Blue Controller | Pier -> CRB-R11 AzCam Blue Server | [7 empty] | 0220-1-4 | 0214-1-4 | [5 empty] | Pepsi AzCam Controller | Pepsi AzCam Server
Pepsi-CtrlRm-2960 | PCR-2960-Nexus | 2 pair | [6 empty] | 0205-1-3 | [6 empty] | Nexus-CB-B2-P10 | Pepsi Control Rm Switch
FC-48-4-25 | PCR-2960Spr | [7 empty] | 0205-1-4
Pepsi-Solar-2960 | PP-2960-Nexus | 2 pair | [6 empty] | 0205-1-5 | [6 empty] | Nexus-CB-B2-P9 | Pepsi Solar Switch
FC-49-4-45 | PP-2960Spr | [7 empty] | 0205-1-6
Polarimeter SX/DX | LDG / RDG
Moxa-SX LDG | ULTH 3750 | Mods Fiber | 0604-12-1 | ULTH-Sw | 0603-8-1 |  | 0404-8-1 | 0403-8-1 | 0210-8-1 | [6 empty] | Polarimeter-LDG-Moxa | ULTH-3750
Moxa-DX RDG | ULTH 3750 | Mods Fiber | 0604-4-1 | ULTH-Sw | 0603-8-2 |  | 0404-8-2 | 0403-8-2 | 0210-8-2 | [6 empty] | Polarimeter-RDG-Moxa | ULTH-3750
Agw 3/4 RDG/LDG this may be copper | FC-35-24 / FC34-24 | XP
AGw3 AlliedTelesyn | ULTH 3750 |  | 0604-12-2 | ULTH-Sw | 0603-7-1 |  | 0404-7-1 | 0403-7-1 | 0210-7-1 | [6 empty] | AGw3-RDG-AlliedTelesyn | ULTH-3750
AGw4 AlliedTelesyn | ULTH 3750 |  | 0604-4-2 | ULTH-Sw | 0603-7-2 |  | 0404-7-2 | 0403-7-2 | 0210-7-2 | [6 empty] | AGw4-LDG-AlliedTelesyn | ULTH-3750
PFU AGw7 SX | 5th Nasmyth FC-51-8
PFU SX Moxa | ULTH 3750 | blue-orange | 0604-10-3 | ULTH-Sw | [11 empty] | PFU-LRBG5-Moxa | ULTH-3750 SW0607-P9
Agw#7 Moxa | ULTH 3750 | green-brown | 0604-10-4 | ULTH-Sw | [11 empty] | AGw7-LRBG5-Moxa | ULTH-3750 SW0607-P10 | 192.168.2.17
PFU SX Moxa | testing in pier |  | 0604-10-3 | 0603-8-1 |  |  | 0404-8-1 | 0403-8-1 | 0210-8-1 | 0211-8-3 | 0214-1-3 | 0220-1-3
Agw#7 Moxa | testing in pier |  | 0604-10-4 | 0603-8-2 |  |  | 0404-8-2 | 0403-8-2 | 0210-8-2 | 0211-8-4 | 0214-1-4 | 0220-1-4
Spare1 |  | slate-white | 0604-10-5
Spare2 |  | red-black | 0604-10-6
LLTH Server | cat5 to sw-LLTH-P2 | 2013-11-18 | [14 empty] | cat5 to sw-LLTH-P2
LLTH PDU | cat 5 to sw-LLTH-P4 | 2013-11-18 | [14 empty] | cat 5 to sw-LLTH-P4
PFU AGw8 DX | 5th Nasmyth FC-52-8 | Win-7
PFU DX Moxa | ULTH 3750 | blue-orange | 0604-11-3 | ULTH-Sw | [11 empty] | PFU-RRBG5-Moxa | ULTH-3750 SW0607-P11
Agw#8 Moxa | ULTH 3750 | green-brown | 0604-11-4 | ULTH-Sw | [11 empty] | AGw8-RRBG5-Moxa | ULTH-3750 SW0607-P112 | 192.168.2.18
PFU DX Moxa | testing in pier |  | 0604-11-3 | 0603-8-3 |  |  | 0404-8-3 | 0403-8-3 | 0210-8-3 | 0211-8-5 | 0214-1-5 | 0220-1-5
Agw#8 Moxa | testing in pier |  | 0604-11-4 | 0603-8-4 |  |  | 0404-8-4 | 0403-8-4 | 0210-8-4 | 0211-8-6 | 0214-1-6 | 0220-1-6
Spare1 |  | slate-white | 0604-11-5
Spare2 |  | red-black | 0604-11-6
LRTH Server | cat5 to sw-LRTH-P2 | 2013-11-18 | [14 empty] | cat5 to sw-LRTH-P2
LRTH PDU | cat 5 to sw-LRTH-P4 | 2013-11-18 | [14 empty] | cat 5 to sw-LRTH-P4
Pepsi-Bridge 0220 FC-14-36 | [8 empty] | Pier | CRB-R11 | CRA-R1
blue-1: blue-orange | Pier-1-1 - CRB-R11 | [7 empty] | 0220-1-1 | 0214-1-1 | 0205-6-6 |  |  |  |  | PEPSI Switch1 | CRA SW0204 #3 p11
green-brown | Pier-1-2 - CRB-R11 | BAD | [6 empty] | 0220-1-2 | 0214-1-2
slate-white | Pier-1-3 - CRB-R11 | [7 empty] | 0220-1-3 | 0214-1-3
red-black | Pier-1-4 - CRB-R11 | [7 empty] | 0220-1-4 | 0214-1-4
yellow-violet | Pier-1-5 - CRB-R11 | BAD | [6 empty] | 0220-1-5 | 0214-1-5
rose-aqua | Pier-1-6 - CRB-R11 | [7 empty] | 0220-1-6 | 0214-1-6
FC-14-36 Pier-CRB orange-2: blue-orange | Pier-2-1 - CRB-R11 | [7 empty] | 0220-2-1 | 0214-2-1
green-brown | Pier-2-2 - CRB-R11 | [7 empty] | 0220-2-2 | 0214-2-2
slate-white | Pier-2-3 - CRB-R11 | [7 empty] | 0220-2-3 | 0214-2-3
red-black | Pier-2-4 - CRB-R11 | [7 empty] | 0220-2-4 | 0214-2-4
yellow-violet | Pier-2-5 - CRB-R11 | [7 empty] | 0220-2-5 | 0214-2-5
rose-aqua | Pier-2-6 - CRB-R11 | [7 empty] | 0220-2-6 | 0214-2-6
Rotators / Agw's
LFBG AGw #1/AO2/Luci1 | FC-21-18 ST-LC
FC-21 1,2 | Fastlink or Spare |  | 0606-6-5
FC-21-3,4 | FLAO |  | 0606-6-4 | 0605-1-5
FC-21-5,6 | WFS-Net |  | 0606-6-6 | 0601-12-3,4 |  |  | 0401U-12-3,4 | 0401L-12-3,4 | 0201-12-3,4 | [6 empty] | Nexus CB-B2-P35 | AGw-LFBG WFS-Net
FC-21-7,8 | Guider AzCamG |  | 0606-7-1 | 0603-4-3 |  |  | 0404-4-3 | 0403-4-3 | 0210-4-3 | <-- AzCamG | [5 empty] | AGw1 AzCamG / CRB-R13
CRB to ClRm | Guider AzCamG | --> CleanRm | [7 empty] | AzCamG --> | 0212-11-1 | 0203-1-1,2 | 0106-1-1,2 | 0106-10-1,2 | 0107-1-1,2 | AGw1 AzCamG / CRB-R13 | Sm Clean room
FC-21-9,10 | Wavefront AzCamW |  | 0606-7-2 | 0603-4-4 |  |  | 0404-4-4 | 0403-4-4 | 0210-4-4 | <-- AzCamW | [5 empty] | AGw1 AzCamW / CRB-R13
CRB to ClRm | Wavefront AzCamW | --> CleanRm | [7 empty] | AzCamW --> | 0212-11-2 | 0203-1-3,4 | 0106-1-3,4 | 0106-10-3,4 | 0107-1-3,4 | AGw1 AzCamW / CRB-R13 | Sm Clean room
FC-21-11,12 | Agw E-Box -> 3750 |  | 0606-7-3 | 0601-6-3,4 |  |  | 0401U-6-3,4 | 0401L-6-3,4 | 0201-6-3,4 | 0207-12-1 |  |  | white, black | 3750FC |  | CRA-SW0204 #6 P1
FC-21-13,14 | Spare1 |  | 0606-7-4
FC-21-15,16 | Spare2 |  | 0606-7-5
FC-21-17,18 | Spare3 |  | 0606-7-6
RFBG AGw #2/AO1/Luci2 | FC-23-24 STST at AGW left, right | [15 empty] | Agw#2 to
FC-23-1,2(blue,orange) | Fastlink2-FLAO |  | 0606-1-1,2 | 0605-4-5 | [11 empty] | Agw RFBG FL2 | Agw-RFBG Fastlink-2 FC-22-8-red,black
FC-23-3,4(brown,green) | NC
FC-23-5,6(slate,white) | WFS Net |  | 0606-1-5,6 | 0601-7-1,2 |  |  | 0401U-7-1,2 | 0401L-7-1,2 | 0201-7-1,2 | [6 empty] | Nexus-CB-B2-P41 | Agw-RFBG WFS Net
FC-23-9,10(yellow,violet) | Guider AzCamG |  | 0606-2-3,4 | 0603-4-1 |  |  | 0404-4-1 | 0403-4-1 | 0210-4-1 | <-- AzCamG | [5 empty] | AGw2 AzCamG | Agw-RFBG AzCamG
CRB to ClRm | Guider AzCamG CRB | --> CleanRm | [6 empty] | AzCamG --> | 0212-11-1 | 0203-1-1,2 |  | 0106-1-1,2 | 0106-10-1,2 | 0107-1-1,2 | AGw2 AzCamG | Sm Clean room
FC-23-7,8(red,black) | Wavefront AzCamW |  | 0606-2-1,2 | 0603-4-2 |  |  | 0404-4-2 | 0403-4-2 | 0210-4-2 | <-- AzCamW | [5 empty] | AGw2 AzCamW | Agw-RFBG AzCamW
CRB to ClRm | Wavefront AzCamW CRB | --> CleanRm | [6 empty] | AzCamW --> | 0212-11-2 | 0203-1-3,4 |  | 0106-1-3,4 | 0106-10-3,4 | 0107-1-3,4 | AGw2 AzCamW | Sm Clean room
FC-23-11,12(rose,aqua) | Bad |  | 0606-2-5,6 | [13 empty] | Agw-RFBG E-Box
FC-23-B2-1,2 | Agw #2 E-Box -> 3750 14-orange, 13-blue |  | 0606-3-1,2 | 0601-7-5,6 |  |  | 0401U-7-5,6 | 0401L-7-5,6 | 0201-7-5,6 | 0207-12-2 |  |  | cyan,brown | 3750FC |  | CRA-SW0204 #6 P2
FC-23-B2-3,4 | Spare2 |  | 0606-3-3,4
FC-23-B2-5,6 | Spare3 |  | 0606-3-5,6
FC-23-B2-7,8 | Spare4 |  | 0606-4-1,2
FC-23-B2-9,10 | Spare5 |  | 0606-4-3,4
FC-23-B2-11,12 | Spare6 |  | 0606-4-5,6
RDG DX PEPSI AGw #3 | remapping of MODS-DX
Fastlink-1
Fastlink-2
WFS Net
Guider AzCamG
Wavefront AzCamW
Agw #5 E-Box
Spares
Spares
Spares
LDG SX PEPSI AGw #4 | remapping of MODS-SX
Fastlink-1
Fastlink-2
WFS Net
Guider AzCamG
Wavefront AzCamW
Agw #6 E-Box
Spares
Spares
Spares
Agw#5 | MODS LDG
Agw#6 | MODS RDG
Agw#7 | see Pepsi PFU SX
Agw#8 | see Pepsi PFU DX
AO-SAC
AO #2 SX | FC-20-24 LCLC
B1-Blue/Orange | AdSec Net-1 |  |  | 0605-1-1 | 0601-6-5,6 |  | 0401U-6-5,6 | 0401L-6-5,6 | 0201-6-5,6 | [6 empty] | Nexus-CA-B2-P37 | AO-SX AdSec-Net1
B1-Green/Brown | AdSec Net-2 |  |  | 0605-1-2
B1-Slate/White | Trigger | -> LLTH |  | 0605-1-3 | 0602-3-1 | LLTH-3-1 | [9 empty] | AO Trigger --> LLTH
| Trigger | -> LRTH |  | 0605-1-3 | 0602-6-1 | LRTH-3-1 | [9 empty] | AO Trigger --> LRTH | AO2 Trigger of BCU-Sw
B2-Blue/Orange | Spare-1 |  |  | 0605-1-4
B2-Green/Brown | Fastlink FLAO | FLAO-LFBG |  | 0605-1-5 | 0606-6-4 | [10 empty] | AO-SX-FLAO <-> LFBG
B2 Slate/White | Spare-2 |  |  | 0605-1-6 | [12 empty] | Spare
B3-Blue/Orange | Fastlink LBTI |  |  | 0605-2-1 | 0605-6-5 | [10 empty] | LBTI-Fastlink | BCU Sw LBTI slopes
B3-Green/Brown | Spare-3 |  |  | 0605-2-2
B3 Slate/White | Fastlink ARGOS |  |  | 0605-2-3 | 0602-7-4 | [10 empty] | Argos-WFS-SX Fastlink | Argos-WFS-SX-FL
B4-Blue/Orange | Spare-4 |  |  | 0605-2-4
B4-Green/Brown | Fastlink LN |  |  | 0605-2-5 | 0605-9-4 | [11 empty] | AO-DX FL-LN
B4 Slate/White | Spare-5 |  |  | 0605-2-6
AO #1 DX | FC-44-24 LCLC |  |  | FC-44-24
blue(1)/orange(2) | AdSec Net-1 |  |  | 0605-4-1 | 0601-7-3,4 |  | 0401U-7-3,4 | 0401L-7-3,4 | 0201-7-3,4 | [6 empty] | Nexus-CB-B2-P43 | AO-DX AdSec-Net1 | FC-22-8 white-slate | removed 6/2013
green(3)/brown(4) | AdSec Net-2 | NC |  | 0605-4-2
slate(5)/white(6) | Trigger | -> LLTH |  | 0605-4-3 | 0602-3-1,2 | LLTH-3-1,2 | [9 empty] | AO Trigger --> LLTH
slate(5)/white(6) | Trigger | -> LRTH |  | 0605-4-3 | 0602-6-1,2 | LRTH-3-1,2 | [9 empty] | AO Trigger --> LRTH |  | FC-26-2 | removed 6/2013
red(7)/black(8) | Spare-1 |  |  | 0605-4-4 | [13 empty] | FC-22 green-brown | removed 6/2013
yellow(9)/violet(10) | Fastlink FLAO | RFBG-FLAO |  | 0605-4-5 | 0606-1-1,2 | [11 empty] | AO-DX FL - Agw#2 | Fc-22 red-black | removed 6/2013
rose(11)/aqua(12) | Spare-2 |  |  | 0605-4-6 | [13 empty] | FC-22 red-black | removed 6/2013
blue(13)/orange(14) | Fastlink LBTI | LBTI |  | 0605-5-1 | 0605-6-6 | [11 empty] | AO-DX FL - LBTI
green(15)/brown(16) | Spare-3 |  |  | 0605-5-2
slate(17)/white(18) | Fastlink ARGOS |  |  | 0605-5-3 | 0602-8-4 | [10 empty] | Argos-WFS-DX Fastlink | Argos-WFS-DX-FL
red(19)/black(20) | Spare-4 |  |  | 0605-5-4
yellow(21)/violet(22) | Fastlink LN |  |  | 0605-5-5 | 0602-5-1,2 | [11 empty] | AO-DX FL-LN
rose(23)/aqua(24) | Spare-5 |  |  | 0605-5-6
ENVIRONMENTAL
3D-Wind SX | FC-37-4
blue-red | Network -> 3750 |  | 0605-3-1 | 0601-9-3,4 |  |  | 0401U-9-3,4 | 0401L-9-3,4 | 0201-9-3,4 | 0207-11-3 |  |  | purple, pink | 3750FC |  | CRA-SW0204 #5 P11 | 3D-Wind-SX - Net - 3750
green-brown | Spare1 |  | 0605-3-2
3D-Wind DX
Orange 3,4 LC | Network -> 3750 |  | 0605-3-3 | 0601-11-5,6 |  |  | 0401U-11-5,6 | 0401L-5-5,6 | 0201-5-5,6 | 0207-11-2 |  |  | Blue-Or | 3750FC |  | CRA-SW0204 #5 P10 | 3D-Wind-DX - Net - 3750
Orange 1,2 ST | Spare1 |  | 0605-3-4
DIMM | Network -> 3750 |  | 0604- | 0601-9-5,6 |  |  | 0401U-9-5,6 | 0401L-9-5,6 | 0201-9-5,6 | 0207-11-1 |  |  | pink, yellow | 3750FC |  | CRA-SW0204 #5 P9 | DIMM Network
MAT | Network -> 3750 |  | 0604- | 0601-12-1,2 |  |  | 0401U-12-1,2 | 0401L-12-1,2 | 0201-12-1,2 | 0207-12-6 |  |  | red,white | 3750FC |  | CRA-SW0204 #5 P8 | MAT Network
All-Sky | FOSTCDRi VATT | [7 empty] | 0203-10-2 0203-11-2 |  |  |  | 0101-TL-2 0101-TR-2 | 0101-BL-2 0101-BR-2 | VATT-TL-2 VATT-TR-2 | AllSky FOSTC - USB | AllSky feed R4 VATT Left Panel Breaker #5
Weather System Rear | FOSTCDRi | 1001-2-3,4 |  |  | 0503-2-3,4 | 0501-3-3,4 | 0402U-3-3,4 | 0401L-3-5,6 | 0201-3-5,6 | [6 empty] | FOSTC - Rx-Tx Com-0 | WxRear PC-CRB R4 back bottom left USB
Weather System Front | FOSTCDRi | 1001-2-5,6 |  |  | 0503-2-5,6 | 0501-6-1,2 | 0402U-6-1,2 | 0401L-6-1,2 | 0201-6-1,2 | [6 empty] | FOSTC - Rx-Tx Com-4 | WxFront PC-CRB R4 back bottom right USB
Engineering Connections
Level-4 to AuxCtrlRm | Cable #5, 6 |  |  |  |  | 0501-1-3,4 | 0402U-1-3,4 | [8 empty] | ????
Level-4 to AuxCtrlRm | Cable #11,12 |  |  |  |  | 0501-1-5,6 | 0402U-1-5,6 | [8 empty] | ????
Level-4 to AuxCtrlRm | Cable #7, 8 |  |  |  |  | 0501-2-1,2 | 0402U-2-1,2 | [8 empty] | ????
Level-4 to AuxCtrlRm | Cable #9, 10 |  |  |  |  | 0501-2-3,4 | 0402U-2-3,4 | [8 empty] | ????
Level-4 to AuxCtrlRm | Cable #??, ?? |  |  |  |  | 0501-2-5,6 | 0402U-2-5,6 | [8 empty] | ????
Level-4 to AuxCtrlRm | Cable #53, 54 |  |  |  |  | 0501-3-1,2 | 0402U-3-1,2 | 0401L-3-1,2 | 0201-3-1,2 | ???? | [5 empty] | ????
Level-4 to AuxCtrlRm | Cable #45, 46 |  |  |  |  | 0501-4-1,2 | 0402U-4-1,2 | 0401L-4-1,2 | 0201-4-1,2 | 0202-1-1,2 | [5 empty] | ????
Level-4 to AuxCtrlRm | Cable #49, 50 |  |  |  |  | 0501-5-1,2 | 0402U-5-1,2 | [8 empty] | ????
Level-4 to AuxCtrlRm | Cable #??, ?? |  |  |  |  | 0501-5-3,4 | 0402U-5-3,4 | [8 empty] | ????
Level-4 to AuxCtrlRm | Cable #??, ?? |  |  |  |  | 0501-5-5,6 | 0402U-5-5,6
ERPLC | DIN Module 2S7/2H7 | [5 empty] | 0301-1-1,2 | 0402L-
| MC 03U-ERPLC-01 | [5 empty] | 0302-1-1,2 | 0402L-
GPS-Spr L5 | 1 fiber |  |  |  |  | 0501-11-5 | 0402U-11-5 | 0401L-11-5 | 0201-11-5 | [6 empty] | GPS - Spare
GPS - L10 | 1 fiber | 1001-1-6 |  |  |  | 0503-1-6 | [9 empty] | GPS Tx in Elec panel
Bldg Alarm Sys L4 | PLC C L4 1 fiber | BAS | [5 empty] | 0401L-11-6 | 0201-11-6 | [6 empty] | Bldg Sys Alarm GrayBox on Wall- CRA
Instr Alarm Sys IAS L6-L4 | CP0402 PLC (orange-blue) to Instrument ULTH |  | 0601-5-1,2 |  |  |  | 0401U-5-1,2 | [8 empty] | CP0402 PLC | IAS L6-L4 PLC
Instr Alarm Sys IAS L4-Rm117 | CPN-0402 PLC (Green-Brown) to Clean Room | [5 empty] | 0401L-10-5,6 |  | 0201-10-5,6 | 0203-5-5,6 |  |  | 0106-5-5,6 |  |  | CP0402 PLC to CleanRm | Lel: Instr Alarm IAS-001 6-22-12 Fibers leled, left hanging
Utility Bldg. | Climatec L1 | [11 empty] | 0102-1-6 0102-2-6 | UB 1-6, 2-6 |  | Utility Bldg PP12A#18 | Climatec
NetConnect | NetConnect |  | 6 |  |  |  | 040-hbs
NETWORKING
VATT | Main Network IN | [7 empty] | 0203-10-1 0203-11-1 |  |  |  | 0101-TL-1 0101-TR-1 | 0101-BL-1 0101-BR-1 | VATT-TL-1 VATT-TR-1 | VATT | Main network feed - VATT
Utility Bldg. | Util-Sw01 | [7 empty] | 0202-3-3,4 | 0203-11-5,6 |  |  | 0101-TR-5,6 | 0102-1-5 0102-2-5 | UB 1-5, 2-5 | Util-Sw01 | UB Sw - Nexus CA-B2-P24
Utility Bldg. | Util-Sw02 | [7 empty] | 0202-3-5,6 | 0203-11-3,4 |  |  | 0101-TR-3,4 | 0102-1-4 0102-2-4 | UB 1-4, 2-4 | Util-Sw02 | UB Sw - Nexus CB-B2-P24 | 2013-02-27
L1 Rm-116 | 01-SmClean-SW02A | FC-Nexus3 | [6 empty] | 0203-3-3,4 |  |  |  | 0106-3-3,4 | 0106-11-3,4 | 0107-2-3.4 | Nexus-CA-B2-P5 | Net L2-L1 Rm116 | new route 2/27/2013
L1 Rm-116 | 01-SmClean-SW02B | FC-Nexus3 | [6 empty] | 0203-3-5,6 |  |  |  | 0106-3-5,6 | 0106-11-5,6 | 0107-2-5,6 | Nexus-CB-B2-P5 | Net L2-L1 Rm116 | new route 2/27/2013
L1 Rm-117 | 01-LgCleanRm-SW03 | FC-Nexus3 | [6 empty] | 0203-4-1,2 |  |  |  |  | 0106-4-1,2 |  | Nexus-CA-B2-P23 | 01-LgCleanRm-SW03
L1 Rm-117 | 01-LgCleanRm-SW04 | FC-Nexus3 | [6 empty] | 0203-4-3,4 |  |  |  |  | 0106-4-3,4 |  | Nexus-CB-B2-P23 | 01-LgCleanRm-SW04
L1 Rm-117 | AdSec Spr LgClRm | FC-Nexus2 | [6 empty] | 0203-4-5,6 |  |  |  |  | 0106-4-5,6 |  | Nexus-CB-B2-P29 | Nexus cle #2 (Blue-Orange
| 01-Janitor-Sw01A | FC-Nexus3 | [6 empty] | 0203-9-2,3 |  |  |  | 0103-1-4,6 |  |  | Nexus-CA-B2-P4 | Janitor Network
| 01-Janitor-Sw01B | FC-Nexus3 | [6 empty] | 0203-9-4,6 |  |  |  | 0103-1-1,3 |  |  | Nexus-CB-B2-P3 | Janitor Network
| ERPLC Cable 53,54 |  | 0601-3-1,2 |  |  |  | 0401U-3-1,2 | 0401L-3-1,2 | 0201-3-1,2 | [6 empty] | Nexus-CA-B2-P39
L2-CRB-R9 | CRB-SW0207-P21 | [7 empty] | 0211-1-1 | 0212-8-2 | 0205-8-2 |  |  |  |  | Nexus-CA-B2-P7 | CRB-MODS-R9
L2-CRB-R9 | CRB-SW0207-P22 | [7 empty] | 0211-1-2 | 0212-8-1 | 0205-8-1 |  |  |  |  | Nexus-CB-B2-P7 | CRB-MODS-R9
L2-CRB-R11 | CRB-SW0208-P23 | Pepsi | [6 empty] | 0211-1-5 | 0212-8-3 | 0205-8-3 |  |  |  |  | Nexus-CB-B2-P8 | CRB-PEPSI/LBTI-R11
L2-CRB-R11 | CRB-SW0208-P24 | Pepsi | [6 empty] | 0211-1-6 | 0212-8-4 | 0205-8-4 |  |  |  |  | Nexus-CA-B2-P8 | CRB-PEPSI/LBTI-R11
L2-CRB-R13 | CRB-SW0202-A-P1 | [8 empty] | 0212-8-5 | 0205-8-5 |  |  |  |  | Nexus-CA-B1-P3 | CRB-R13
L2-CRB-R13 | CRB-SW0202-B-P1 | [8 empty] | 0212-8-6 | 0205-8-6 |  |  |  |  | Nexus-CB-B1-P3 | CRB-R13
L2-CRB-R14 | Argos-CRB-R14Sw1 | 10G Short | [7 empty] | 0212-7-5 | 0205-7-5 |  |  |  |  | Nexus-CA-B1-P6 | CRB-R14 10G | 2013-02-28
L2-CRB-R14 | Argos-CRB-R14Sw2 | 10G Short | [7 empty] | 0212-7-6 | 0205-7-6 |  |  |  |  | Nexus-CB-B1-P6 | CRB-R14 10G | 2013-02-28
L4 HBR-I/O | 04-NetC-SW01 | [6 empty] | 0401L-3-3,4 | 0201-3-3,4 | [6 empty] | Nexus-CA-B2-P11
L4 HBR-I/O | 04-NetC-Sw02 | [6 empty] | 0401L-5-3,4 | 0201-5-3,4 | [6 empty] | Nexus-CB-B2-P11
L5 | 05-AuxCtrl-Sw01-PX |  |  |  |  | 0501-1-1,2 | 0402U-1-1,2 | 0401L-5-1,2 | 0201-5-1,2 | [6 empty] | Nexus-CA-B2-P22
L5 | 05-AuxCtrl-Sw01-PX |  |  |  |  | 0501-3-5,6 | 0402U-3-5,6 | 0401L-11-1,2 | 0201-11-1,2 | [6 empty] | Nexus-CB-B2-P22
L5 | 05-AuxWall-Sw03 P-24 |  |  |  |  | 0501-4-5,6 | 0402U-4-5,6 | 0401L-4-5,6 | 0201-4-5,6 | [6 empty] | Nexus-CA-B2-P12
L5 | 05-AuxWall-Sw03-P23 |  |  |  |  | 0501-4-3,4 | 0402U-4-3,4 | 0401L-11-3,4 | 0201-11-3,4 | [6 empty] | Nexus-CB-B2-P12
L5.5 | 06-LLTH-SW03 |  | LLTH-1-5,6 | 0602-1-5,6 | 0601-1-5,6 |  | 0401U-1-5,6 | 0401L-1-5,6 | 0201-1-5,6 | [6 empty] | Nexus-CB-B2-P20 | LLTH-SW03
L5.5 | 06-LLTH-SW04 |  | LLTH-1-3,4 | 0602-1-3,4 | 0601-1-3,4 |  | 0401U-1-3,4 | 0401L-1-3,4 | 0201-1-3,4 | [6 empty] | Nexus-CA-B2-P20 | LLTH-SW04
L5.5 | 06-LRTH-SW05 |  | LRTH-1-3,4 | 0602-4-3,4 | 0601-2-3,4 |  | 0401U-2-3,4 | 0401L-2-3,4 | 0201-2-3,4 | [6 empty] | Nexus-CA-B2-P21 | LRTH-SW05
L5,5 | 06-LRTH-SW06-P1 |  | LRTH-1-5,6 | 0602-4-5,6 | 0601-2-5,6 |  | 0401U-2-5,6 | 0401L-2-5,6 | 0201-2-5,6 | [6 empty] | Nexus-CB-B2-P21 | LRTH-SW06
L6 | ULTH-SW0601-A |  |  |  | 0601-2-1,2 |  | 0401U-2-1,2 | 0401L-2-1,2 | 0201-2-1,2 | [6 empty] | Nexus-CB-B2-P19 | ULTH-SW01 SW0601-A
L6 | ULTH-SW0601-B | LCST02012 |  |  | 0601-1-1,2 |  | 0401U-1-1,2 | 0401L-1-1,2 | 0201-1-1,2 | [6 empty] | Nexus-CA-B2-P19 | ULTH-SW0601-B
L6 | ULTH-SW0601-A | 10G SM | 0600-1-1 | [5 empty] | 0208-1-1 | [6 empty] | Nexus-CA-B1-P7 | ULTH-Sw to Nexus 10G up
L6 | ULTH-SW0601-B | 10G SM | 0600-1-2 | [5 empty] | 0208-1-2 | [6 empty] | Nexus-CB-B1-P7 | ULTH-Sw to Nexus 10G up
L6-AGw#1 LFBG | AGw#1 WFS-Net |  | 0606-6-6 | 0601-12-3,4 |  |  | 0401U-12-3,4 | 0401L-12-3,4 | 0201-12-3,4 | [6 empty] | Nexus CB-B2-P35 | AGw-LFBG WFS-Net
L6-AGw#2 RFBG | AGw#2 WFS-Net |  | 0606-1-5,6 | 0601-7-1,2 |  |  | 0401U-7-1,2 | 0401L-7-1,2 | 0201-7-1,2 | [6 empty] | Nexus-CB-B2-P41 | Agw-RFBG WFS Net
L6-Argos-CRE | CRE-DX-Sw1 |  | 0602-7-1 | 0601-8-1,2 |  |  | 0401U-8-1,2 | 0401L-8-1,2 | 0201-8-1,2 | [6 empty] | Nexus-CA-B2-P13 | Argos-CRE to Nexus
L6-Argos-CRE | CRE-DX-Sw2 |  | 0602-7-2 | 0601-8-3,4 |  |  | 0401U-8-3,4 | 0401L-8-3,4 | 0201-8-3,4 | [6 empty] | Nexus-CB-B2-P13 | Argos-CRE to Nexus
L6-Argos-LSP | LSP-SX-Sw1 | 10G SM | 0600-7-1 | 0600-1-3 |  |  |  |  | 0208-1-3 | [6 empty] | Nexus-CA-B1-P8 | Argos-LSP-SX to Nexus
L6-Argos-LSP | LSP-SX-Sw2 | 10G SM | 0600-7-2 | 0600-1-4 |  |  |  |  | 0208-1-4 | [6 empty] | Nexus-CB-B1-P8 | Argos-LSP-SX to Nexus
L6-Argos-LSP | LSP-DX-Sw1 | 10G SM | 0600-7-4 | 0600-1-5 |  |  |  |  | 0208-1-5 | [6 empty] | Nexus-CA-B1-P9 | Argos-LSP-DX to Nexus
L6-Argos-LSP | LSP-DX-Sw2 | 10G SM | 0600-7-5 | 0600-1-6 |  |  |  |  | 0208-1-6 | [6 empty] | Nexus-CB-B1-P9 | Argos-LSP-DX to Nexus
L6-ULTH | 3750-1 SM Sw0607 | 10G SM | 0600-2-5 | [5 empty] | 0208-2-5 | [6 empty] | Nexus- | ULTH-Sw0607-SM | need lels
L6-ULTH | 3750-2 SM Sw0607 | 10G SM | 0600-2-6 | [5 empty] | 0208-2-6 | [6 empty] | Nexus- | ULTH-Sw0607-SM | need lels
L6-LBC-Blue-Net | LBC |  | 0604-5-3 | 0603-2-6 |  |  | 0404-2-6 | 0403-2-6 | 0210-2-6 | 0212-7-1 | 0205-7-1 |  |  |  |  | Nexus-CA-B2-P33 | LBC-SX-Nexus
L6-LBC-Red-Net | LBC |  | 0604-6-3 | 0603-3-6 |  |  | 0404-3-6 | 0403-3-6 | 0210-3-6 | 0212-7-2 | 0205-7-2 |  |  |  |  | Nexus-CA-B2-P31 | LBC-DX-Nexus
L6-LN-SX-Net-1 | LN Net-1 2960 | 10G SM | 0600-8-1 | 0600-3-3 |  |  |  |  | 0208-3-3 | [6 empty] | Nexus-
L6-LN-SX-Net-2L | LN Net-2L 2960 | 10G SM | 0600-8-3 | 0600-3-4 |  |  |  |  | 0208-3-4 | [6 empty] | Nexus-
L6-LN-DX-Net-3 | LN Net-3 2960 | 10G SM | 0600-8-5 | 0600-3-5 |  |  |  |  | 0208-3-5 | [6 empty] | Nexus-
L6-LN-DX-Net-2R | LN Net-2R 2960 | 10G SM | 0600-9-5 | 0600-3-6 |  |  |  |  | 0208-3-6 | [6 empty] | Nexus-
L10 | 10-Sw01 | 1001-1-1 1001-2-1 |  |  | 0503-1-1 0503-2-1 | 0501-6-5,6 | 0402U-6-5,6 | 0401L-12-5,6 | 0201-12-5,6 | [6 empty] | Nexus-CA-B2-P18
L6 | M2 SX Umac | 3750 | 0604- | 0601-9-1,2 |  |  | 0401U-9-1,2 | 0401L-9-1,2 | 0201-9-1,2 | 0207-12-5 |  |  | blue,black | 3750FC |  | 02-CRA-Sw11--5-7 | Rigid M2 Umac
3750 Connections |  | Current | Planned
SW0204 #6 P1 | LFBG E-Box | CRA | ULTH
SW0204 #6 P2 | RFBG E-Box | CRA | ULTH
SW0204 #6 P3
SW0204 #6 P4
SW0204 #5 P7
SW0204 #5 P8 | MAT | CRA | ULTH
SW0204 #5 P9 | DIMM | CRA | ULTH
SW0204 #5 P10 | 3D Wind DX | CRA | ULTH
SW0204 #5 P11 | 3D Wind SX | CRA | ULTH
SW0204 #4 P1 | LUCI-SX ce0 | CRA | [6 empty] | 0205-7-3 | 0212-7-3 | 0211-3-1,2 |  |  |  |  | 3750-CRA to CRB-R10 | Luci-SX ce0
SW0204 #4 P2
SW0204 #4 P4 | Mods SX InstrNet | CRA | ULTH
SW0204 #4 P5 | Mods DX InstrNet |  | ULTH
SW0204 #3 P11 | PEPSI SW1-LVL2 bridge | CRA
| Lucifer-SX ce0 | CRA | CRA
| Lucifer-DX ce0 | CRB
| M2 SX Umac | ULTH
Pepsi 3750 | Polarimeter-SX Moxa | CRA | ULTH
| Polarimeter-DX Moxa | CRA | ULTH
| PFU-SX Moxa | CRA | ULTH
| PFU-DX Moxa | CRA | ULTH
copper cle to LTH | AGw3 AT
copper cle to LTH | AGw4 AT
| AGw7 Moxa | CRA | ULTH
| AGw8 Moxa | CRA | ULTH
Bridge Level1
Phone Lines
| Dial tone to 4th floor | [7 empty] | 0205-12-3,4 | 0203-10-3,4 |  |  | 0101-TL-3,4 | 0101-TL-4,3 |  | Orange cle at 0205 | Dial tone to 4th floor
| Dial tone to KSU | [12 empty] | 0101-BL-3 0101-BR-3 | VATT-TL-3 VATT-TR-3 |  | Dial tone to KSU
| Dial tone to LBT | [12 empty] | 0101-BL-4 0101-BR-4 | VATT-TL-4 VATT-TR-4 |  | Dial tone to LBT
| KSU to SMT via VATT | [12 empty] | 0101-BL-5,6 | VATT-TL-5,6 |  | KSU to SMT via VATT
| Bonita to DSU Dial tone | [12 empty] | 0101-BR-5,6 | VATT-TR-5,6 |  | Bonita to DSU Dial tone
VATT Single-Mode |  | FC-105-24-400
blue(1)/orange(2)
green(3)/brown(4)
slate(5)/white(6)
slate(5)/white(6)
red(7)/black(8)
yellow(9)/violet(10)
rose(11)/aqua(12)
blue(13)/orange(14)
green(15)/brown(16)
slate(17)/white(18)
red(19)/black(20)
yellow(21)/violet(22)
rose(23)/aqua(24)
Clean Room Connections
| Lab (116) to ClRm(117) | [11 empty] | 0107-1-1,2 | 0106-10-1,2 |  | Sm (116) to Lg L (117)
| Lab(116) to ClRm(117) | [11 empty] | 0107-1-3,4 | 0106-10-3,4 |  | Lab(116) to ClRm(117)
| Lab(116) to ClRm(117) | [11 empty] | 0107-1-5,6 | 0106-10-5,6 |  | Lab(116) to ClRm(117)
| Lab(116) to ClRm(117) | [11 empty] | 0107-2-1,2 | 0106-11-1,2 |  | Lab(116) to ClRm(117)
| Lab(116) to ClRm(117) | [11 empty] | 0107-2-3,4 | 0106-11-3,4 |  | Lab(116) to ClRm(117)
| Lab(116) to ClRm(117) | [11 empty] | 0107-2-5,6 | 0106-11-5,6 |  | Lab(116) to ClRm(117)
| CRB to CRA to ClRm(117) | [7 empty] | 0212-11-1 | 0203-1-1,2 |  |  |  | 0106-1-1,2 |  | CRB to CRA to ClRm(117)
| CRB to CRA to ClRm(117) | [7 empty] | 0212-11-2 | 0203-1-3,4 |  |  |  | 0106-1-3,4 |  | CRB to CRA to ClRm(117)
| CRB to CRA to ClRm(117) | [7 empty] | 0212-11-3 | 0203-1-5,6 |  |  |  | 0106-1-5,6 |  | CRB to CRA to ClRm(117)
| CRB to CRA to ClRm(117) | [7 empty] | 0212-11-4 | 0203-2-1,2 |  |  |  | 0106-2-1,2 |  | CRB to CRA to ClRm(117)
| CRB to CRA to ClRm(117) | [7 empty] | 0212-11-5 | 0203-2-3,4 |  |  |  | 0106-2-3,4 |  | CRB to CRA to ClRm(117)
| CRB to CRA to ClRm(117) | [7 empty] | 0212-11-6 | 0203-2-5,6 |  |  |  | 0106-2-5,6 |  | CRB to CRA to ClRm(117)
| CRB to CRA to ClRm(117) | [7 empty] | 0212-12-1 | 0203-3-1,2 |  |  |  | 0106-3-1,2 |  | CRB to CRA to ClRm(117)
| CRB to CRA to ClRm(117) | [7 empty] | 0212-12-2 | 0203-3-3,4 |  |  |  | 0106-3-3,4 |  | CRB to CRA to ClRm(117)
| CRB to CRA to ClRm(117) | [7 empty] | 0212-12-3 | 0203-3-5,6 |  |  |  | 0106-3-5,6 |  | CRB to CRA to ClRm(117)
| CRB to CRA to ClRm(117) | [7 empty] | 0212-12-4 | 0203-4-1,2 |  |  |  | 0106-4-1,2 |  | CRB to CRA to ClRm(117)
| CRB to CRA to ClRm(117) | [7 empty] | 0212-12-5 | 0203-4-3,4 |  |  |  | 0106-4-3,4 |  | CRB to CRA to ClRm(117)
| CRB to CRA to ClRm(117) | [7 empty] | 0212-12-6 | 0203-4-5,6 |  |  |  | 0106-4-5,6 |  | CRB to CRA to ClRm(117)
| CRA to ClRm(117) | [8 empty] | 0203-5-1,2 |  |  |  | 0106-5-1,2 |  | CRA to CleanRm(117)
| CRA to ClRm(117) | [8 empty] | 0203-5-3,4 |  |  |  | 0106-5-3,4 |  | CRA to CleanRm(117)
| CRA to ClRm(117) | [8 empty] | 0203-5-5,6 |  |  |  | 0106-5-5,6 |  | CRA to CleanRm(117)
| CRA to ClRm(117) | [8 empty] | 0203-6-1,2 |  |  |  | 0106-6-1,2 |  | CRA to CleanRm(117)
| CRA to ClRm(117) | [8 empty] | 0203-6-3,4 |  |  |  | 0106-6-3,4 |  | CRA to CleanRm(117)
| CRA to ClRm(117) | [8 empty] | 0203-6-5,6 |  |  |  | 0106-6-5,6 |  | CRA to CleanRm(117)
| CRA to ClRm(117) | [8 empty] | 0203-7-1,2 |  |  |  | 0106-7-1,2 |  | CRA to CleanRm(117)
| CRA to ClRm(117) | [8 empty] | 0203-7-3,4 |  |  |  | 0106-7-3,4 |  | CRA to CleanRm(117)
| CRA to ClRm(117) | [8 empty] | 0203-7-5,6 |  |  |  | 0106-7-5,6 |  | CRA to CleanRm(117)
| CRA to ClRm(117) | [8 empty] | 0203-8-1,2 |  |  |  | 0106-8-1,2 |  | CRA to CleanRm(117)
| CRA to ClRm(117) | [8 empty] | 0203-8-3,4 |  |  |  | 0106-8-3,4 |  | CRA to CleanRm(117)
| CRA to ClRm(117) | [8 empty] | 0203-8-5,6 |  |  |  | 0106-8-5,6 |  | CRA to CleanRm(117)
Instrument | Label | LIU Connections | [13 empty] | End Connection | Comments

## AGw
Level-6
Level-4
Level-2
Issues
AGw moved to clean room
AGw#1
AGw1 (LFBG) on telescope
Guider: | Fiber pair, labeled (AGw1 Guider), is connected from the AGw1-Cam computer in R13 to LIU-0210-4-3
Wavefront: | Fiber pair, labeled (AGw1 Wavefront), is connected from the AGw1-Cam computer in R13 to LIU-0210-4-4
Directions to move AGw1 Guider and Wavefront fibers when AGw is moved to clean room:
GUIDER connection in CRB:
· Disconnect the LC fiber pair labeled “AGw1 Guider” connected to LIU-0210-4-3.
· Connect this fiber pair to the fiber coupler at the end of a fiber marked “CleanRm1” connected to LIU-0212-11-1.
· This connects the Guider to LIU-0106-1-1,2 (ST) in clean room 117.
· This may be patched to LIU-0107-1-1,2 (ST) in room 116
WAVEFRONT connection in CRB:
· Disconnect the LC fiber pair labeled “AGw1 Wavefront” connected to LIU-0210-4-4.
· Connect this fiber pair to the fiber coupler at the end of a fiber marked “CleanRm2” connected to LIU-0212-11-2.
· This connects the Wavefront to LIU-0106-1-3,4 (ST) in clean room 117.
· This may be patched to LIU-0107-1-3,4 (ST) in room 116
AGw#2
AGw2 (RFBG) on telescope
Guider: | Fiber pair, labeled (AGw2-AzCamG), is connected from the AGw2-Cam computer in R13 to LIU-0210-4-1
Wavefront: | Fiber pair, labeled (AGW2-AzCamW), is connected from the AGw2-Cam computer in R13 to LIU-0210-4-2
Directions to move AGw2 Guider and Wavefront fibers when AGw is moved to clean room:
GUIDER connection in CRB:
· Disconnect the LC fiber pair labeled “AGw2-AzCamG” connected in LIU-0210-4-1.
· Connect this fiber pair to the fiber coupler at the end of a fiber marked “CleanRm1” connected to LIU-0212-11-1.
· This connects the Guider to LIU-0106-1-1,2 (ST) in clean room 117.
· This may be patched to LIU-0107-1-1,2 (ST) in room 116
WAVEFRONT connection in CRB:
· Disconnect the LC fiber pair labeled “AGw2 AGw2-AzCamW” connected in LIU-0210-4-2.
· Connect this fiber pair to the fiber coupler at the end of a fiber marked “CleanRm2” connected to LIU-0212-11-2.
· This connects the Wavefront to LIU-0106-1-3,4 (ST) in clean room 117.
· This may be patched to LIU-0107-1-3,4 (ST) in room 116
AGw1 (LFBG) on telescope
Guider: | Fiber pair, labeled (AGw1 Guider), is connected from the AGw1-Cam computer in R13 to LIU-0210-4-3
Wavefront: | Fiber pair, labeled (AGw1 Wavefront), is connected from the AGw1-Cam computer in R13 to LIU-0210-4-4
AGw1 (LFBG) in clean room
Guider: | Disconnect fiber connected to 0210-4-3 and connect to the coupler on the fiber from LIU-0212-11-1 labeled CleanRm1.
Wavefront: | Disconnect fiber connected to 0210-4-4 and connect to the coupler on the patch fiber from LIU-0212-11-2 labeled CleanRm2.
AGw2 (RFBG) on telescope
Guider: | Fiber pair, labeled (AGw2-AzCamG), is connected from the AGw2-Cam computer in R13 to LIU-0210-4-1
Wavefront: | Fiber pair, labeled (AGW2-AzCamW), is connected from the AGw2-Cam computer in R13 to LIU-0210-4-2
AGw2 (RFBG) in clean room
Guider: | Disconnect fiber connected to 0210-4-1 and connect to the coupler on the fiber from LIU-0212-11-1 labeled CleanRm1.
Wavefront: | Disconnect fiber connected to 0210-4-2 and connect to the coupler on the patch fiber from LIU-0212-11-2 labeled CleanRm2.
AGw in clean room
Fibers are connected from AzCam computer in R13 to LIU-0212
These connections will appear in Rm116 (lab)
This assumes only one AGw will be in the clean room at a time
AGw#1-LFBG | Connect fibers from AzCam computer to LIU-0212-blade11 positions 1 (Guider) and 2 (Wavefront)
AGw#2-RFBG | Connect fibers from AzCam computer to LIU-0212-blade11 positions 1 (Guider) and 2 (Wavefront)
AGw#1-LFBG | Connect fibers from AzCam computer to LIU-0210-blade4 positions 3 (Guider) and 4 (Wavefront)
AGw#2-RFBG | Connect fibers from AzCam computer to LIU-0210-blade4 positions 1 (Guider) and 2 (Wavefront)
Agw#1 LFBG |  | Patch LIU CRB | Patch LIU | Patch LIU | End Location
AzCamG | CRB to Telescope Server in CRB-R13 | AzCamG -> 0210-4-3a,b ST-LC | 0403-4-3a,b --> 0404-4-3a,b Level-4 NetCab LC-LC | 0603-4-3a,b --> 0606-7-1a,b ULTH LC-LC | -> LFBG Agw Guider Agw Rotator LC-ST
AzCamG | CRB to Clean Room Server in CRB-R13 | AzCamG -> 0212-11-1a,b ST-LC | 0203-1-1,2 CRA ST-ST | 0106-1-1,2 -> 0106-10-1,2 Rm 117 ST-ST | 0107-1-1,2 Rm 116 ST-
AzCamW | CRB to Telescope Server in CRB-R13 | AzCamWG -> 0210-4-4a,b ST-LC | 0403-4-4a,b --> 0404-4-4a,b Level-4 NetCab LC-LC | 0603-4-4a,b --> 0606-7-2a,b ULTH LC-LC | -> LFBG Agw Wavefront Agw Rotator LC-ST
AzCamW | CRB to Clean Room Server in CRB-R13 | AzCamG -> 0212-11-2a,b ST-LC | 0203-1-3,4 CRA ST-ST | 0106-1-3,4 -> 0106-10-3,4 Rm 117 ST-ST | 0107-1-3,4 Rm 116 ST-
Agw#2 RFBG |  | Patch LIU CRB | Patch LIU | Patch LIU | End Location
AzCamG | CRB to Telescope Server in CRB-R13 | AzCamG -> 0210-4-1a,b ST-LC | 0403-4-1a,b --> 0404-4-1a,b Level-4 NetCab LC-LC | 0603-4-1a,b --> 0606-2-3,4 ULTH LC-ST | -> RFBG Agw Guider Agw Rotator ST-ST
AzCamG | CRB to Clean Room Server in CRB-R13 | AzCamG -> 0212-11-1a,b ST-LC | 0203-1-1,2 CRA ST-ST | 0106-1-1,2 -> 0106-10-1,2 Rm 117 ST-ST | 0107-1-1,2 Rm 116 ST-
AzCamW | CRB to Telescope Server in CRB-R13 | AzCamWG -> 0210-4-2a,b ST-LC | 0403-4-2a,b --> 0404-4-2a,b Level-4 NetCab LC-LC | 0603-4-2a,b --> 0606-2-1,2 ULTH LC-ST | -> RFBG Agw Wavefront Agw Rotator ST-ST
AzCamW | CRB to Clean Room Server in CRB-R13 | AzCamG -> 0212-11-2a,b ST-LC | 0203-1-3,4 CRA ST-ST | 0106-1-3,4 -> 0106-10-3,4 Rm 117 ST-ST | 0107-1-3,4 Rm 116 ST-
AGW's
HBS Network Cabinet
LIU-0401U
LIU-0401L
Telescope
Level-6
Level-4
Level-2
CRB
AzCam Computers
LIU-0210
LIU-0212
LIU-0203
CRA
Nexus / 3750 R2
LIU-0201
Clean Room
LIU-0106
Level-1
LIU-0212 CRB
AGw path to Clean Room
LIU-0210
AGw path to Telescope
AGw fiber paths
CRB to telescope or CRB to clean room
AGw to telescope: use patch fibers from server to 0210
AGw to clean room: use patch from server fibers to 0212
AGw-LFBG
Fastlink
Guider AzCamG
Wavefront AzCamW
Spares
WFS-Net
E-Box
AGw-RFBG
Fastlink
Guider AzCamG
Wavefront AzCamW
Spares
WFS-Net
E-Box
ULTH
LIU-0606
LIU-0601
LIU-0605
LIU-0603
AO-SAC
Network Cabinet
LIU-0404
LIU-0403
CRB to Clean Room
CRB to Telescope
AGw-LFBG CRB-R13 AGw1-Cam
AGw#1-Guider --
AGw#1-Wavefront--
AGw-RFBG CRB-R13 AGw2-Cam
AGw#2-AzCamG--
AGw#2-AzCamW--
CleanRm1
CleanRm2

## AO-SAC
Level-6
Level-4
Level-2
AO-SX |  | Landing LIU | Patch LIU | Patch LIU | Patch LIU | Patch LIU | End Location
Adsec Net-1 | Blue/Orange Bundle-1 | 0605-1-1a,b LC | 0601-6-5,6 ST | 0401U-6-5,6 ST | 0401L-6-5,6 ST | 0201-6-5,6 ST | Nexus CB-B2-P37
Adsec Net-2 | Green/Brown Bundle-1 | 0605-1-2a,b LC
Trigger -> LLTH | Slate/White Bundle-1 | 0605-1-3a,b LC | 0602-3-1 ST | 05502-3-1 ST | Trigger Box ST |  | LLTH
Trigger -> LRTH | Slate/White Bundle-1 | 0605-1-3a,b LC | 0602-6-1 ST | 05501-3-1 ST | Trigger Box ST |  | LRTH
Spare-1 | Blue/Orange Bundle-2 | 0605-1-4a,b LC
FL-FLAO | Green/Brown Bundle-2 | 0605-1-5a,b LC | 0606-6-4a,b LC |  |  |  | LFBG-AGw1 FLAO
Spare-2 | Slate/White Bundle-2 | 0605-1-6a,b LC
FL-LBTI | Blue/Orange Bundle-3 | 0605-2-1a,b LC | 0605-6-5a,b LC |  |  |  | LBTI
Spare-3 | Green/Brown Bundle-3 | 0605-2-2a,b LC
FL-Argos | Slate/White Bundle-3 | 0605-2-3a,b LC |  |  |  |  | ARGOS
Spare-4 | Blue/Orange Bundle-4 | 0605-2-4a,b LC
FL-LN | Green/Brown Bundle-4 | 0605-2-5a,b LC |  |  |  |  | LN
Spare-5 | Slate/White Bundle-4 | 0605-2-6a,b LC
AO-DX | FC-44-24 | Patch LIU | Patch LIU | Patch LIU | Patch LIU | Patch LIU | End Location
Adsec Net-1 | blue(1)/orange(2) | 0605-4-1a,b LC | 0601-7-3,4 ST | 0401U-7-3,4 ST | 0401L-7-3,4 ST | 0201-7-3,4 ST | Nexus CB-B2-P43
Adsec Net-2 | green(3)/brown(4) | 0605-4-2a,b LC
Trigger -> LLTH | slate(5)/white(6) | 0605-4-3a,b LC | 0602-3-1 ST | 05502-3-1 ST | Trigger Box ST |  | LLTH
Trigger -> LRTH | slate(5)/white(6) | 0605-4-3a,b LC | 0602-6-1 ST | 05501-3-1 ST | Trigger Box ST |  | LRTH
Spare-1 | red(7)/black(8) | 0605-4-4a,b LC
FL-FLAO | yellow(9)/violet(10) | 0605-4-5a,b LC | 0606-1-1,2 ST | AGw2 FLAO |  |  | RFBG-AGw2 FLAO
Spare-2 | rose(11)/aqua(12) | 0605-4-6a,b LC
FL-LBTI | blue(13)/orange(14) | 0605-5-1a,b LC | 0605-6-6a,b LC |  |  |  | LBTI
Spare-3 | green(15)/brown(16) | 0605-5-2a,b LC
FL-Argos | slate(17)/white(18) | 0605-5-3a,b LC |  |  |  |  | Argos
Spare-4 | red(19)/black(20) | 0605-5-4a,b LC
FL-LN | yellow(21)/violet(22) | 0605-5-5a,b LC |  |  |  |  | LN
Spare-5 | rose(23)/aqua(24) | 0605-5-6a,b LC
ULTH LIU-0605
LC-LC
Back Front
Net-1
Net-2
Trigger
Spare-1
Fastlink-FLAO
Spare-2
Fastlink-LBTI
Spare-3
Spare-5
Fastlink-ARGOS
Spare-4
Fastlink-LN
AO-SX
Spider Arm Cabinet
Upper Left Tree House
ADOPT SX LBT Fiber Paths
FC-20-24 LC-LC
25 m
Fast Link
7 pair LC
FL-FLAO
FL-LBTI
FL-Argos
FL-LN
FL Spr-1
FL Spr-2
FL Spr-3
Ethernet-3750
2 pair LC
Net-1
Net-2
Trigger ST
Trig-1
Spare
2 pair LC
Spr-4
Spr-5
LC – ST cable + LC-LC coupler
AGW Interface Panel
AGw #1 LFBG Rotator
ST Connectors
Guider CCD
Wavefront CCD
E-Box
Ethernet-AO WFS
NC
FLAO
ULTH LIU-0606
LC-LC
Back Front
WFS-Net
FLAO
Guider
Wavefront
E-Box
CRA/CRB
AzCam
CRA/CRB
LLTH or LRTH
ULTH LIU-0605
LC-LC
Back Front
Net-1
Net-2
Trigger
Spare-1
Fastlink-FLAO
Spare-2
Fastlink-LBTI
Spare-3
Spare-5
Fastlink-Argos
Spare-4
Fastlink-LN
AO-DX
Spider Arm Cabinet
Upper Left Tree House
ADOPT DX LBT Fiber Paths
FC-44-24 LC-LC
25 m
Fast Link
7 pair LC
FL-FLAO
FL-LBTI
FL-Argos
FL-LN
FL-Spr-1
FL-Spr-2
FL-Spr-3
Ethernet-3750
2 pair LC
Net-1
Net-2
Trigger ST
Trig-1
Spare
2 pair LC
Spr-4
Spr-5
LC – ST cable + LC-LC coupler
AGW Interface Panel
AGw #2 RFBG Rotator
ST Connectors
Guider CCD
Wavefront CCD
E-Box
NC
FLAO
Ethernet-AO WFS
ULTH LIU-0606
LC-LC
Back Front
FLAO
WFS-Net
Guider
Wavefront
E-Box
CRA/CRB
AzCam
CRA/CRB
LLTH or LRTH
ULTH LIU-0605
LC-LC
Upper Left Tree House
ADOPT SX LBT Fiber Paths
with Color Codes
FC-20-24 LC-LC
4 blue bundles of 6 fibers
Bundle-2 Blue/Orange
Spare-1
Bundle-2 Green/Brown
Fastlink-FLAO
Bundle-2 Slate/White
Spare-2
Bundle-3 Blue/Orange
Fastlink-LBTI
Bundle-3 Green/Brown
Spare-3
Bundle-3 Slate/White
Fastlink-Argos
Bundle-4 Blue/Orange
Spare-4
Bundle-4 Green/Brown
Fastlink-LN
Bundle-4 Slate/White
Spare-5
Blade-1
2a
2b
3a
3b
4a
4b
5a
5b
6a
6b
1a
1b
Blade-2
2a
2b
3a
3b
4a
4b
5a
5b
6a
6b
1a
1b
Bundle-1 Blue/Orange
Net-1
Bundle-1 Slate/White
Trigger
Bundle-1 Green/Brown
Net-2
Spare-1
Fastlink FLAO
Spare-3
Fastlink-Argos
Spare-4
Fastlink-LN
Net-1
Spare-5
Net-2
Trig-1
Spare-2
AO-SX
Spider Arm Cabinet
Fastlink-LBTI
0605-1-3 (LC) -> 0602-3-1 (ST)
-> LLTH 05502-3-1
0605-1-3 (LC) -> 0602-6-1 (ST)
-> LRTH 05501-3-1
ULTH LIU-0605
LC-LC
Upper Left Tree House
ADOPT DX LBT Fiber Paths
with Color Codes
FC-44-24 LC-LC
2 bundles of 12
1-12, 13-24
Bundle-1 Red/Black
Bundle-1 Yellow/Violet
Bundle-1 Rose/Aqua
Bundle-2 Blue/Orange 13-24
Bundle-2 Green/Brown
Bundle-2 Slate/White
Bundle-2 Red/Black
Bundle-2 Yellow/Violet
Bundle-2 Rose/Aqua
4
2a
2b
3a
3b
4a
4b
5a
5b
6a
6b
1a
1b
5
2a
2b
3a
3b
4a
4b
5a
5b
6a
6b
1a
1b
Bundle-1 Blue/Orange 1-12
Bundle-1 Slate/White
Bundle-1 Green/Brown
Spare-1
Fastlink-FLAO
Spare-3
Fastlink-Argos
Spare-4
Fastlink-LN
Net-1
Spare-5
Net-2
Trig-1
Spr-2
AO-DX
Spider Arm Cabinet
Fastlink-LBTI
0605-4-3 (LC)-> 0602-3-1 (ST)
-> LLTH 05502-3-1
0605-4-3 (LC)-> 0602-6-1(ST)
-> LRTH 05501-3-1
Telescope
Level-6
AOS-SX
Adsec Net-1
Adsec Net-2
Trigger
Fastlink-FLAO
LBTI
Argos
LN-PF
Spare 1-5
AOS-DX
ULTH
LIU-0601
LIU-0606
LIU-0602
LIU-0605
Adsec Net-1
Adsec Net-2
Trigger
Fastlink-FLAO
LBTI
Argos
LN-PF
Spare 1-5
Telescope
HBS Network Cabinet
LIU-0401U
LIU-0401L
Level-4
LIU-LLTH
LIU-LRTH
Level-5.5
AOS
LFBG-FLAO
Level-2
CRA
Nexus R2
LIU-0201
RFBG-FLAO

## Argos
Telescope
Level-6
Level-4
Level-2
CRA/CRB
Switch | These are connections from Moxa, AlliedTelesyn or Level-1 switches to a 3750
Instrument CP | Instrument connection point
LIU | These are LIU patch panels
Issues
Nexus Argos Connections
2960 CRE-DX
| 2960 LSP-SX | SingleMode
| 2960 LSP-DX | SingleMode
2960 CRB-R14
3750 Connections
Issues
2013-05-16 | LSP fiber cables need to be run in conduit from LSP locations to back of LIU-0600
2013-08-12 | LSP fiber cables have been routed in conduit from LSP locations to back of LIU-0600. This may introduce fiber polarity flip
this
Argos LSP-SX
2960S-48TD-L
Argos LSP-DX
2960S-48TD-L
Argos CRE-DX
2960G-24TC-L
ULTH
LIU-0600sm
LIU-0602
LIU-0600sm
LIU-0601
Level-4 HBS Net Cabinet
LIU-0401U
LIU-0401L
CRA-R1
Nexus
CRA-R2
LIU-0201
LIU-0208sm
LIU-0205
CRB
CRB-R14
2960S-48
CRB-R13
LIU-0212
ARGOS
Telescope
Level-6
Level-4
Level-2
E-Stop
LIU-0207

## LBC
Level-6
Level-4
Level-2
Issues
LBC
CRA
Nexus R2
LIU-0205 R1
Hoffman Network Cabinet
LIU-0404
LIU-0403
Telescope
Level-6
Level-4
Level-2
LBC-DX (Red)
LBC-Science
LBC-Technical
LBC-Network
LBC-Profibus
LBC-SX (Blue)
LBC-Science
LBC-Technical
LBC-Network
LBC-Profibus
ULTH
LIU-0604
LIU-0603
CRB
Rack-12
LIU-0210
LIU-0211
LIU-0211

## LBTI
Level-6
Level-4
Level-2
Issues
LBTI
Telescope
Level-6
Level-4
Level-2
CRB
LBTI-Rack
LIU-0210
LIU-0211
LBTI-Fastlink-SX
LBTI-Fastlinik-DX
LBI-NOMIC
LBTI-LMIRCAM
LBTI-CentralServer
LBTI-SXWFS
LBTI-DXWFS
Network Cabinet
LIU-0404
LIU-0403
ULTH
LIU-0605
LIU-0603
AO-DX Fastlink
AO-SX Fastlink

## LincNirvana
Level-6
Level-4
Level-2
Issues
Issues
FC from Service-SX to ULTH
FC from Service-DX to ULTH
FC for Fastlink connections
FC from 0210 to LN Rack in CRB
Linc-Nirvana
CRA
Nexus R2
LIU-0201
HBS Network Cabinet
LIU-0401U
LIU-0401L
Telescope
Level-6
Level-4
Level-2
CRB
LN-Rack
LIU-0210
Hoffman Network Cabinet
LIU-0404
LIU-0403
ULTH
LIU-0605
LIU-0603
LIU-0601
LIU-0602
LincNirvana Service SX
A: DM
B: PAC-CCD
C: HWS-CCD
D: BCU-TipTilt
E: FFT-ROE
H: 3 Layer MCAO
G: 3 Layer MCAO
F: NIR-ROE
LincNirvana Service DX
I: PIM
J: DM
K: PAC-CCD
L: HWS-CCD
M: BCU-TipTilt
O: 3 Layer MCAO
N: 3 Layer MCAO
2960 Net 2L
2960 Net 1
LincNirvana ASM SX
Fastlink SX-1
Fastlink SX-2
2960 Net 2R
2960 Net 3
LincNirvana ASM DX
Fastlink DX-1
Fastlink DX-2
LIU-0600
LIU-0208

## LUCI
Level-6
Level-4
Level-2
Issues
LUCIFER SX Instrument | Level-6 LIU ULTH | Level-4 LIU Network Cabinet | Level-2 LIU CRB Rack13 | End Connection | Label
ce0 Public Net |  |  |  | CRA | LuciSX ce0
R10-PP24 |  |  | 0211-3-1,2 | 0205-7-3a,b
|  |  | -> 0212-7-3a,b | -> 3750
ge0 Private Net | 0604-8-1,2 | 0404-5-1a,b | 0210-5-1a,b | CRB-R10 | LuciSX ge0
| -> 0603-5-1a,b | -> 0403-5-1a,b | -> 0211-4-1,2
Clean Room |  |  | 0211-4-1,2
|  |  | -> 0212-11-4a,b | -> 0203-2-1,2 CRA
|  |  |  | -> 0106-2-1,2 | Clean Rm
Data 3,4 | 0604-8-3,4 -> | 0404-5-2a,b | 0210-5-2a,b | CRB-R10 | LuciSX Data3,4
| 0603-5-2a,b | -> 403-5-2a,b | -> 0211-3-3,4
Clean Room |  |  | 0211-3-3,4
|  |  | -> 0212-11-5a,b | -> 0203-2-3,4 CRA
|  |  |  | -> 0106-2-3,4 | Clean Rm
Data 5,6 | 0604-8-5,6 -> | 0404-5-3a,b | 0210-5-3a,b | CRB-R10 | LuciSX Data5,6
| 0603-5-3a,b | - > 0403-5-3a,b | -> 0211-3-5,6
Clean Room |  |  | 0211-3-5,6
|  |  | -> 0212-11-6a,b | -> 0203-2-5,6 CRA
|  |  |  | -> 0106-2-5,6 | Clean Rm
Spare1 | 0604-9-1,2
Spare2 | 0604-9-3,4
LUCIFER DX Instrument | Level-6 ULTH | Level-4 Network Cabinet | Level-2 CRB Rack13 | End Connection | Label
ce0 Public Net |  |  | 0211-5-1a,b -> | CRA | LuciDX ce0
|  |  | 0212-7-3a,b | 0205-7-3a,b ->
3750
ge1 Private Net | 0604-7-1a,b -> | 0404-5-4a,b -> | 0210-5-4a,b -> | CRB-R10 | LuciDX ge1
| 0603-5-4a,b | 0403-5-4a,b | 0211-5-2a,b
Clean Room |  |  | 0211-5-2a,b
|  |  | -> 0212-11-4a,b | -> 0203-2-1,2 CRA
|  |  |  | -> 0106-2-1,2 | Clean Rm
Spare1 | 0604-7-2a,b
Spare2 | 0604-7-3a,b
FiberChannel CH0 | 0604-7-4a,b -> | 0404-5-5a,b -> | 0210-5-5a,b -> | CRB-R10 | LuciDX Data3,4
| 0603-5-5a,b | 0403-5-5a,b | 0211-5-3a,b
Clean Room |  |  | 0211-5-3a,b
|  |  | -> 0212-11-5a,b | -> 0203-2-3,4 CRA
|  |  |  | -> 0106-2-3,4 | Clean Rm
FiberChannel CH1 | 0604-7-5a,b -> | 0404-5-6a,b -> | 0210-5-6a,b -> | CRB-R10 | LuciDX Data5,6
| 0603-5-6a,b | 0403-5-6a,b | 0211-5-4a,b
Clean Room |  |  | 0211-5-4a,b
|  |  | -> 0212-11-6a,b | -> 0203-2-5,6 CRA
|  |  |  | -> 0106-2-5,6 | Clean Rm
Spare3 | 0604-7-6a,b
Lucifer
Hoffman Network Cabinet
LIU-0404
LIU-0403
Telescope
Level-6
Level-4
Level-2
ULTH
LIU-0604
LIU-0603
CRB
Lucifer
Rack-10
LIU-0210
LIU-0211
LIU-0212
LIU-0212
CRA
3750 R2
LIU-0205 R1
LIU-0203
Clean Room
LIU-0106
Level-1
LUCIFER-SX
Private Network ge0
Data 3,4
Data 5,6
Spares
LUCIFER-DX
Private Network ge1
Fiber Channel CH0
Fiber Channel CH1
Spares
0604-7-
LUCI2
1 ge1
2 Spr1
3 Spr2
4 CH0
5 CH1
6 Spr3
LIU-0212
Luci path to Clean Room
LUCI fiber paths
CRB to telescope or CRB to clean room
CRB to Clean Room
LIU-0210
Luci path to Telescope
LIU-0211
Luci Computer Connections CRB
Lucifer1
Rack-10 ge0
Data 3,4
Data 5,6
Lucifer2
ge1 Rack-10
CH0
CH1
Lucifer to telescope : use patch fibers from 0211 to 0210
Lucifer to clean room: use patch fibers from 0211 to 0212
CRB to Telescope
3750-R13

## MODS
Level-6
Level-4
Level-2
MODS SX Instrument | Instrument | Level-6 LIU ULTH | Level-4 LIU Network Cabinet | Level-2 LIU CRB Rack13 | End Connection | Label
Agw-W | BL, BR-1 | 0604-2-5,6 (ST) | 0404-2-2a,b | 0210-2-2a,b | MODS1-Cam | MODS SX
|  | -> 0603-2-2a,b | -> 0403-2-2a,b |  |  | Agw-W
Agw-G | BL, BR-2 | 0604-2-3,4 (ST) | 0404-2-1a,b | 0210-2-1a,b | MODS1-Cam | MODS SX
|  | -> 0603-2-1a,b | -> 0403-2-1a,b |  |  | Agw-G
Spare1 | BL, BR-3 | 0604-2-1,2
Blue CCD | BL, BR-4 | 0604-1-5,6 (ST) | 0404-2-3a,b | 0210-2-3a,b | MODS PC | MODS SX
|  | -> 0603-2-3a,b | -> 0403-2-3a,b | -> 0211-1-4a,b |  | Blue CCD
Red CCD | BL, BR-5 | 0604-1-3,4 (ST) | 0404-2-4a,b | 0210-2-4a,b | MODS PC | MODS SX
|  | -> 0603-2-4a,b | -> 0403-2-4a,b | -> 0211-1-3a,b |  | Red CCD
InstrNet | BL, BR-6 | 0604-1-1,2 (ST) | 0404-2-5a,b | 0210-2-5a,b | 0205-7-4a,b | MODS SX
|  | -> 0603-2-5a,b | -> 0403-2-5a,b | -> 0212-7-4a,b | -> 3750 CRA | InstrNet
|  | AGw W | Red | Blue
|  | AGw G | Black | Orange
|  | NC | Yellow | Green
|  | Blue CCD | Violet | Brown
|  | Red CCD | Rose | Slate
|  | Instr. Net | Aqua | White
MODS
CRA
Nexus R2
LIU-0205 R1
Hoffman Network Cabinet
LIU-0404
LIU-0403
Telescope
Level-6
Level-4
Level-2
ULTH
LIU-0604
LIU-0603
MODS-SX LDG AGw#5
AGw-G
AGw-W
Blue-CCD
Red-CCD
Instrument Net
Spares
CRB
MODS Rack
LIU-0210
LIU-0211
LIU-0212
MODS AzCam
BR
BL
TR
TL
MODS-DX RDG AGw#6
AGw-G
AGw-W
Blue-CCD
Red-CCD
Instrument Net
Spares

## PEPSI
Switch | These are connections from Moxa, AlliedTelesyn or Level-1 switches to a 3750
Instrument CP | These are connections from a computer to controller
LIU | These are LIU patch panels
PEPSI
Telescope-Level-6
Level-4
Level-2
Issues
Nexus Connections
Solar 2960
Desk 2960
CRB-R11 2960
3750 Connections
| Bridge Lev-1 Sw | sw-0204#3 p11 | this is now a level 1 switch
| PFU-SX Moxa | sw-0607-P9
| PFU-DX-Moxa | sw-0607-P11
| AGw7 Moxa | sw-0607-P10
| AGw8 Moxa | sw-0607-P12
Polarimeter-SX Moxa
Polarimeter-DX-Moxa
AGw3 AT Sw
AGw4 AT Sw
Private Connections
Blue AzCam server (CRB) -> AzCam Controller (bridge)
Red AzCam server (CRB) -> AzCam Controller (bridge)
WFS AzCam ControllerServer (LLTH)
WFS AzCam ControllerServer (LRTH)
GCS AzCam ControllerServer (LLTH)
GCS AzCam ControllerServer (LRTH)
Issues | Where should 3750 be located?
Can PFU and AGw7/8 fibers go directly to ULTH and not thorugh the LLTH and LRTH?
Are there really 2 WFS and 2 GCS connections?
Where do the WFS and GCS fibers go? What do they connect to?
Should all fiber connections to switches have at least 2 pair to provide a spare?
Need to determine length and path to PFU, AGw7/8 and Polarimeter locations.
| LLTH |  | LRTH |  | ULTH
| PFU-SX Moxa |  | PFU-DX-Moxa
| AGw7 Moxa |  | AGw8 Moxa
| WFS AzCam ControllerServer |  | WFS AzCam ControllerServer
| GCS AzCam ControllerServer |  | GCS AzCam ControllerServer
ULTH
| FC-51-8 | ULTH | Sw-0607 | Label/Connection
| SX |  | 3750 Port #’s
| Blue-orange | 0604-10-3a,b | 9 | PFU SX Moxa
| Green-brown | 0604-10-4a,b | 10 | AGw#7 Moxa
| Slate-white | 0604-10-5a,b |  | Pepsi SX Spr1
| Red-black | 0604-10-6a,b |  | Pepsi SX Spr2
| FC-52-8 | ULTH | Sw-0607 | Label/Connection
| DX |  | 3750 Port #’s
| Blue-orange | 0604-11-3a,b | 11 | PFU DX Moxa
| Green-brown | 0604-11-4a,b | 12 | AGw#8 Moxa
| Slate-white | 0604-11-5a,b |  | Pepsi DX Spr1
| Red-black | 0604-11-6a,b |  | Pepsi DX Spr2
Pepsi-SX (LLTH)
WFS AzCam
ControllerServer
GCS AzCam
ControllerServer
LLTH LIU
Pepsi-SX PFU AGw-7
AGw 7 Moxa
PFU Moxa
Pepsi-DX PFU AGw-8
AGw 8 Moxa
PFU Moxa
Pepsi-DX (LRTH)
WFS AzCam
ControllerServer
GCS AzCam
ControllerServer
LRTH LIU
2
ULTH
ULTH LIU-0602
ULTH LIU-0603
Level-4 NetCab
Netcab LIU-0404
Netcab LIU-0403
Pepsi-SX-LDG
PolarimeterMoxa
AGw-3 ATSw
Pepsi-DX-RDG
PolarimeterMoxa
AGw-4 ATSw
Level-2 CRA
CRA-R1 LIU-0205
CRA-Sw0204#3 port 11
Pepsi-Level2
Solar-2960
Desk-2960
CRB-3750
2
Level-2 CRB
CRB-R13 LIU-0210
CRB-R11-2960
Blue AzCamS
Red-AzCamS
Pepsi-CRB-R11
LIU-0214
CRB-R13 LIU-0212
Pepsi-Bridge
Pier
LIU-0220
Lev-1 Sw
Blue AzCamC
Red-AzCamC
2
2
2
2
4
8
PEPSI
Telescope
Level-6
Level-4
Level-2

## Dimm-Mat
Level-6
Level-4
Level-2
Issues
3DWind - DIMM - MAT
Telescope
Level-6
Level-4
Level-2
HBS Network Cabinet
LIU-0401U
LIU-0401L
ULTH
LIU-0605
LIU-0601
CRA
LIU-0201
LIU-0207
3750 R2
3D-Wind-DX
DIMM
3D-Wind-SX
MAT

## VATT-UB
Level-6
Level-4
Level-2
Issues
VATT - Utility Building
Level-1
Telephone Board
LIU-0101
LIU-0101
CRA
Nexus R2
LIU-0203
VATT Level-1
LIU-VATT
Utility Building Level-1
LIU-UB
Level-2

## Weather
Level-6
Level-4
Level-2
Issues
Weather Stations
All-Sky Camera
Rittal Network Cabinet
LIU-0402U
LIU-0401L
Level-10
Level-5
Level-4
Level-2
Aux Ctrl Rm
LIU-0503
LIU-0501
Front Mast
WS425 Wind
Rear Mast
WMT702 Wind
QMH102 Temp/Hum
DRD11A Rain
Roof
LIU-1001
Level-10
Weather Rear
MAWS Box
FOSTCDRI
Level-10
Weather Front
MAWS Box
FOSTCDRI
Level-1
CRA
LIU-0201
Weather PC R4
FOSTCDRI
LIU-0203
FOSTCDRI
Telephone Board
LIU-0101
LIU-0101
VATT Roof
All-Sky Roof
FOSTCDRI
VATT Level-1
LIU-VATT

## ULTH SM Switch
ULTH 3750
SW 1
SW 2
CRA-Nexus
Nexus CA-Bn-Pm
Nexus CB-Bn-Pm
ULTH
Switch to LIU-0600-B2-P5 LCLC
Switch to LIU-0600-B2-P6 LCLC
CRA
LIU-0208-B2-P5 to Nexus LCLC
LIU-0208-B2-P6 to Nexus LCLC

## DocInfo
Doc Info
Doc_info_start
Title: LBTO-LIU-Assignments
Document Type: Technical Manual
Source: Steward Observatory
Issued by: Doug Summers
Date_of_Issue: 02/16/2016
Revised by:
Date_of_Revision:
Checked by:
Date_of_Check:
Accepted by:
Date_of_Acceptance:
Released by:
Date_of_Release:
File Type: MS Word
Local Name: LBTO-LIU-Assignments
Category: Fixed Enclosure
Sub-Category: Fixed Enclosure Utilities
Assembly: Communications
Sub-Assembly:
Part Name:
CAN Designation: 225s200a
Revision: a
Doc_info_end